## Sheet1
Item | Description | MPN | Price | Quantity On Hand | Quantity On Purchase Order
0650-1278 SIMPLEX |  | 0650-1278 | 0 | 0 | 0
F220-B6 BOSCH | CONVENTIONAL DETECTOR BASE FOR F220 SERIES | 1AU-OHN-P4I | 6.5 | 94 | 0
6334-9140 SIMPLEX | 4" CELESTRA 2000 DIGITAL WALL CLOCK 120V 60 HZ | 1A-XTZC-LF33 | 258.98 | 24 | 35
SIGA-SD EDWARDS | SuperDuct, Signature duct smoke detector | 1S-3WCI-BGBN | 126.3 | 4 | 300
4090-9008 SIMPLEX | DUAL RELAY IAM, IDNET | 2K-XBEW-OCHX | 81.76 | 130 | 0
4098-9792 SIMPLEX | SSD SENSOR BASE | 2O-DXMN-7XR4 | 31.92 | 31 | 100
SIGA-SB4 EDWARDS | STANDARD DETECTOR BASE, 4-INCH | 2QC-01I-I4S | 7.42 | 4 | 100
4906-9101 SIMPLEX | V/O M-C NON-ADDRESS, RED, WALL | 3G-N0M1-KT8S | 43.32 | 161 | 120
FST-851 NOTIFIER | HEAT DETECTOR -135F FIXED TEMPERATURE | 3G-Y2FZ-KTBP | 36.12 | 0 | 3400
4090-9001 SIMPLEX | IAM SUPERVISED IDNET | 3K-DWXJ-4F0L | 28.18 | 120 | 0
3-LCDANN EDWARDS | Remote LCD Command Module Annunciator. Includes LCD display, CPU and Doors | 3LCDANN | 531.79 | 10 | 0
3-ZA20A EDWARDS | Zoned Amplifier, 20 Watt, Class A/B. 20 Watt selectable for 25 or 70 Vrms Class A/B Output. Mounts in 1 LRM space. Has built in Class..A/B NAC rated at 3.5 Amps. Supports one user interface module. | 3ZA20A | 426.01 | 4 | 0
4099-9004 SIMPLEX | 4099-9001 Discontinued - STATION,SA,ADDRESS,IDNET | 4099-9004 | 51.75 | 175 | 56
HS-R SIEMENS | Red HS Horn | 500-636068 | 0 | 0 | 0
5365EGP00 ASSA ABLOY |  | 5365EGP00 | 0 | 0 | 0
5365EPP00-N1001 ASSA ABLOY |  | 5365EP00-N1001 | 0 | 0 | 0
605-443 SIMPLEX | 1403-CARTRIDGE ASSY-CENTENNIAL | 605-443 | 15.99 | 0 | 50
742-267 SIMPLEX | 4010 SFIO CPU BD | 651402940243 | 813.161 | 20 | 20
NT-A EDWARDS | Class A RS-485 Remote Annunciation Card,includes QS-232 | 6N-EI7E-ZXW7 | 84.4 | 8 | 0
4603-9101 SIMPLEX | LCD ANNUNCIATOR | 96-GIS4-6CS9 | 497.2 | 16 | 10
F220-135 BOSCH | HEAT DETECTOR -135F FIXED TEMPERATURE | A5-JPBJ-MGED | 19 | 26 | 0
FIRESWITCH108 ALTRONIX |  | AFS108 | 456.45 | 1 | 0
D1255RB BOSCH | FIRE KEYPAD | B1255RB | 115 | 40 | 0
B224RB-WH SYSTEM SENSOR | REPLACEMENT FOR B224RB | B224RBWH | 44.884 | 10 | 0
D1256RB BOSCH | FIRE KEYPAD | BD1256RB | 115 | 2 | 0
D125B BOSCH | DUAL CLASS B INITIATING MODULE | BD125B | 35 | 19 | 0
D192G BOSCH | NOTIFICATION APPLIANCE CIRCUIT (NAC) MODULE | BD192G | 59.9 | 28 | 0
D263 BOSCH | TWO-WIRE PHOTOELECTRIC SMOKE DETECTOR | BD263 | 33 | 35 | 0
D263TH BOSCH | 2-WIRE PHOTO/HEAT DETECTOR | BD263TH | 31.5 | 38 | 0
D273 BOSCH | 4-WIRE PHOTO DETECTOR | BD273 | 31.9 | 38 | 0
D341 BOSCH | FOUR-WIRE DUCT SMOKE DETECTOR HOUSING | BD341 | 77 | 35 | 0
D344-5 BOSCH | SAMPLING TUBE 5FT [ 1.5 M ] | BD344-5 | 9 | 34 | 0
D344-RL BOSCH | REMOTE INDICATOR KIT | BD344-RL | 20 | 21 | 0
D7039 BOSCH | (DISC. USE FPE7039)MULTIPLEX EXPANSION MODULE...(DISCONTINUED, REPLACED BY FPE-7039) | BD7039 | 128 | 0 | 0
D7044 BOSCH | SINGLE-INPUT MODULE | BD7044 | 26.5 | 4 | 0
D7044M BOSCH | MINI SINGLE-INPUT MODULE | BD7044M | 24.75 | 80 | 0
D7050 BOSCH | MULTIPLEX PHOTOELECTRIC SMOKE DETECTORS | BD7050 | 43 | 0 | 0
D7050-B6 BOSCH | TWO-WIRE DETECTOR BASE | BD7050B6 | 7.5 | 413 | 0
D7052 BOSCH | Multiplex Dual Input Module (2 conventional input into addressable) | BD7052 | 37.1 | 32 | 0
D7053 BOSCH | MULTIPLEX INPUT-OUTPUT MODULE | BD7053 | 43 | 189 | 0
D8129 BOSCH | Alarm System Octo-Relay Module, 30V DC, 1 Ampere, Panel Mount | BD8129 | 45 | 20 | 0
D8130 BOSCH | DOOR RELEASE MODULE | BD8130 | 72.254 | 30 | 0
D9068 BOSCH | FIRE DIGITAL ALARM COMMUNICATOR TRANSMITTER | BD9068 | 129 | 7 | 0
D9127U BOSCH | POPIT MODULE | BD9127U | 16 | 192 | 0
F220-B6R BOSCH | Base for 4-wire detector, 12/24V (F220-heads compatible), UL | BF220B6R | 11.5 | 73 | 0
F220-PTH BOSCH | PHOTOELECTRIC DETECTOR W/ HEAT SENSOR | BF220PTH | 33.9 | 39 | 0
FAA-440-B4 BOSCH | Analog Base 4 Inch | BFAA440B4 | 9 | 34 | 0
FAA-440-B6 BOSCH | ANALOG BASE | BFAA440B6 | 8.9 | 30 | 0
FAH-440 BOSCH | ANALOG HEAT DETECTOR | BFAH440 | 39.9 | 26 | 0
FAP-440 BOSCH | Analog Photo Detector | BFAP440 | 40.6 | 25 | 0
FAP-440-DT BOSCH | DUAL ANALOG PHOTO/HEAT DETECTOR | BFAP440DT | 63.99 | 32 | 0
FLM-325-2R4-2A BOSCH | Dual Relay Module, 2A current at 2 contacts | BFLM3252R42A | 62.5 | 30 | 0
FMM-100SATK BOSCH | SINGLE-ACTION MANUAL STATION (RED) | BFMM100S | 25 | 74 | 0
FMM-100WPBB-R BOSCH | WEATHERPROOF BACK BOX (RED) | BFMM100WPBBR | 42.5 | 24 | 0
FMM-325A BOSCH | Single Action Analog Pull Station w/Term.Block (Red) | BFMM325A | 62.5 | 32 | 0
FMM-325-A-D BOSCH | ADDRESSABLE MANUAL PULL STATION (DOUBLE ACTION) | BFMM325AD | 77.9 | 116 | 0
FMM-462 BOSCH | POPIT SINGLE ACTION MANUAL ADDRESSABLE PULL STATION | BFMM462 | 43.9 | 0 | 0
FMM-7045-D BOSCH | DOUBLE ACTION PULL STATION | BFMM7045D | 49.9 | 50 | 0
FMR-7033 BOSCH | Fire Keypad LCD for FPD-7024, UL | BFMR7033 | 107 | 19 | 0
FPA-1000-V2 BOSCH | Fire Alarm Panel, Addressable, 500 points/2loops, 8-panels networkable w/ Power Supply, UL | BFPA1000V2 | 745.767 | 4 | 0
FPD-7024 BOSCH | PANEL FACP 4L, W/ TRANSF. UL/CSFM | BFPD7024 | 385 | 1 | 0
FPE-7039 BOSCH | MULTIPLEX EXPANDER CARD. REPLACES DISCONTINUED D7039. | BFPE7039 | 128.422 | 25 | 0
HK28ZT001 CARRIER | Control Module with Harness | CHK28ZT001 | 145 | 0 | 0
LC-104-PIMW DSC | Dual Technology Motion Detector with Pet Immunity | D104PINW | 24.7 | 2 | 0
D273TH BOSCH | 4-WIRE PHOTO/HEAT DETECTOR | D273TH | 32.9 | 37 | 0
D900-PHOTO NATIONAL TIME | PHOTO PHOTOELECTRIC SMOKE DETECTOR WITH BASE | D900 | 0 | 0 | 0
AMP-701 DSC | ADDRESSABLE CONTACT MODULE | DAMP701 | 13.5 | 1 | 0
BV-300DP DSC | Digital Bravo 300 PIR Motion Detector | DBV300DP | 15.9 | 25 | 0
BV-500 DSC | PIR Motion Detector & Glassbreak Sensor | DBV500 | 23.9 | 87 | 0
BV-500GB DSC | PIR Motion Detector & Glassbreak Sensor | DBV500GB | 35.9 | 28 | 0
BV-501GB DSC | Ceiling Mount PIR/Glass Break Sensor | DBV501GB | 35.9 | 52 | 0
BV-600 DSC | Twin, Dual-Element, Pet-Immune PIR Motion Detectors | DBV600 | 20.8 | 10 | 0
R-QSC-CPU-1 EDWARDS | CONVENTIONAL REMOTE ANNUNCIATOR CPU/DISPLAY, 1 ANNUN OPTION, ENGLISH | DB-VCM6-212F | 475.76 | 0 | 0
PC1864PCB DSC | 8-64 ZONE CONTROL BOARD | DC1864 | 36.4 | 0 | 100
EV-DW4927SS DSC | WIRELESS SHOCK SENSOR W/ BUIL IN DOOR/WINDOW CONTACT | DEVDW492755 | 27 | 26 | 0
HS2LCD DSC | FULL MESSAGE LCD HARDWIRED SYM | DHS2LCD | 39.9 | 5 | 20
HS2TCHP DSC | 7 inch TouchScreen Alarm Keypad with Prox Support | DHS2TCHP | 160 | 0 | 60
HS2TCHPBLK | Power Series NEO 7" Touchscreen w/proximity Support | DHS2TCHPBLK | 159.9 | 10 | 0
HSM-2108 DSC | POWERSERIES NEO 8 HARDWIRE ZONE EXPANDER | DHSM2108 | 18.5 | -9 | 0
IT-100 DSC | POWERSERIES INTEGRATION MODULE FOR CONTROL PANELS IT-100 | DIT100 | 44.75 | 84 | 1000
LC-100-PI DSC | DIGITAL PIR DETECTOR WITH PET IMMUNITY | DLC100PI | 6.5 | 23 | 0
LC-103-PIMSK-W DSC | DUAL TECHNOLOGY MOTION DETECTOR WITH PET IMMUNITY | DLC103PIMSKW | 27.6 | 4 | 0
LC-151 DSC | DUAL-TECH OUTDOOR MOTION SENSOR( SINGLE PIR & MICROWAVE) WITH ADJUSTABLE PET IMMUNITY | DLC151 | 54 | 17 | 100
LC-171 DSC | DUAL-TECH OUTDOOR MOTION SENSOR( SINGLE PIR & MICROWAVE) WITH ADJUSTABLE PET IMMUNITY | DLC171 | 85 | 10 | 0
LC-B1-15X DSC | Optional bracket for the LC-151 outdoor motion detector | DLCB115X | 12.1 | 4 | 0
LCD5511 DSC | DSC ICON LCD KEYPAD | DLCD5511 | 18.25 | 12 | 0
PC1832PCB DSC | 8-32 ZONE CONTROL BOARD | DPC1832 | 39 | 5 | 250
PC5108 DSC | POWERSERIES8-HARDWIRE ZONE EXPANDER | DPC5108 | 12.75 | 0 | 0
PC-5208 DSC | POWERSERIES PROGRAMMABLE OUTPUT MODULE | DPC5208 | 22 | 42 | 0
PK5500L1 DSC | POWERSERIES 64-ZONE LCD FULL-MESSAGE KEYPAD IN ENGLISH | DPK5500L1 | 38.56 | 0 | 350
PK-5500-ENG DSC | DISCONTINUED POWERSERIES 64-ZONE LCD FULL-MESSAGE KEYPAD | DPK5500p | 31.5 | 0 | 0
PK5501 DSC | POWERSERIES 64-ZONE LCD PICTURE ICON KEYPAD | DPK5501 | 31.5 | 5 | 0
PK5508 DSC | POWERSERIES 8-ZONE LED KEYPAD | DPK5508 | 27 | 0 | 0
PK5516 DSC | POWERSERIES 16-ZONE LED KEYPAD | DPK5516 | 30 | 47 | 0
PTK5507 DSC | WHITE HARDWIRED TOUCH SCREEN KEYPAD FOR POWERSERIES CONTROL PANELS | DPTK5507W | 185 | 70 | 0
RF5132-433 DSC | POWERSERIES 433MHZ WIRELESS | DRF5132433 | 18.33 | 0 | 20
RFK5501-1 DSC | 64Z 433MHZ ENGLISH KEYPAD | DSCRFK5501 | 35 | 1 | 200
SS-102 DSC | SEISMIC VIBRATION SENSOR W/LED | DSS102 | 22 | 105 | 0
TL-150 DSC | RESIDENTIAL ALARM COMMUNICATOR | DTL150 | 82.5 | 50 | 0
TL260 DSC | INTERNET ALARM COMMUNICATOR | DTL260 | 52.5 | 63 | 0
TL 300 DSC | Universal Internet Alarm Communicator | DTL300 | 179.35 | 43 | 0
WS4904P DSC | Wireless Pet-Immune Passive Infrared Detector | DWS4904P | 17 | 0 | 200
WS4945 DSC | WS4945 NA DOOR/WINDOW CONTACT | DWS4945 | 14.56 | 0 | 200
105BX EDWARDS | 105 Series Adaptable Adverse Location Signal Accessories | E105BX | 29.9299 | 4 | 0
105STR-G1 EDWARDS | Edwards 105 Series Strobe designed for use in Division 2 applications. Indoor or outdoor use. | E105STRG1 | 254.42 | 7 | 0
1076W-M EDWARDS | 1"" Dia., Recessed Steel Door, Wide Gap, SPDT, Brown | E1076WM | 16.07 | 73 | 0
116DEGEX-FJ EDWARDS | Edwards' 116 Class Genesis Explosionproof fire alarm strobe is designed for use in Class I, Division 1 and 2 explosion proof and..hazardous location applications. | E116DEGEXFJ | 805 | 17 | 0
116DEGEXR-FJ EDWARDS | Edwards' 116 Class Genesis Explosionproof mass notification strobe is designed for use in Class I, Division 1 and 2 explosion proof and hazardous location (non fire alarm) applications. The strobe provides 65 flashes per minute and 15 cd ceiling and 6... | E116DEGEXRFJ | 1148.97 | 10 | 0
116EX-B EDWARDS | EDWARDS CEILING/ WALL MOUNTING MODULE | E116EXB | 131.12 | 8 | 0
116EX-C EDWARDS | Strobe Accessory, Wall/Ceiling Mount Box | E-116EXC | 172.83 | 8 | 0
116EX-P EDWARDS | Bracket for 116DEX, Pendant Mount | E116EXP | 119.89 | 0 | 40
12V50A EDWARDS | 50Ah Sealed Lead Acid Battery - 12 Vdc. 11.8 inchl x 5.0 inchw x 7.5 inchh x 7.9 inchot | E12V50A | 192.51 | 4 | 0
12V6A5 EDWARDS | Battery 6.5 AH, 12 Volt | E12V6A5 | 36.67 | 3 | 0
1500-12 EDWARDS | Door Holder Accessory, Catch Plate Extension, 7 1/2" to 12" Adjustable Rod | E150012 | 41.1 | 39 | 0
1500-7 EDWARDS | Door Holder Accessory, Catch Plate Extension, 5 1/4" to 7 1/2" Adjustable Rod | E15007 | 40.58 | 8 | 0
1504-AQN5 EDWARDS | DOOR HOLDER, FLUSH/WALL MOUNT (24V AC/DC, 120VAC) | E1504-AQN5 | 46.04 | 46 | 0
1505-AQN5 EDWARDS | Door Holder, Semi-Flush, Wall Mount - 24-120V | E1505AQN5 | 46.04 | 57 | 0
1508-AQN5 EDWARDS | SURFACE WALL MOUNTED | E1508AQN5 | 47.28 | 1 | 0
1B3-250 EDWARDS | Audio Amplifier, 250 Watt, 25V/70V - c/w battery backup input terminals; use with ATP. 1B3 Amplifiers provide battery-backup Input..terminals. 5.25 inch high uses 3 panel spaces. Use with ATP. use SIGA-MRM1 or SIGA-RM1 to suppervise audio Riser | E1B3250 | 890.95 | 1 | 0
202-7A-T EDWARDS | 15/75 cd Synchronized Strobe, Red. UL1971 Listed @ 15 cd (75 cd On Axis Per ADA/UL 1638), inchFIRE inch Wall Orientation. | E2027AT | 47.69 | 93 | 0
202-7A-TW EDWARDS | 15/75 cd Synchronized Strobe, White. UL1971 Listed @ 15 cd (75 cd On Axis Per ADA/UL 1638), inchFIRE inch Wall Orientation. | E2027ATW | 50.9 | 46 | 0
202-8A-TW EDWARDS | 110 cd Synchronized Strobe, White. Strobe: Meets sleeping area requirements. UL1971 Listed @ 110 cd, inchFIRE inch wall orientation | E2028ATW | 59.74 | 66 | 0
203-8A-T EDWARDS | 110 cd Strobe - 120 Vac, Red | E2038AT | 81.89 | 153 | 0
203-8A-TW EDWARDS | 110 cd Strobe - 120 Vac, White | E2038ATW | 82.92 | 30 | 0
2251FB EDWARDS | SMOKE DETECTOR | E2251FB | 104.96 | 8 | 11
2251TFB EDWARDS | Photoelectric-Heat Combination Sensor - Analog | E2251TFB | 111.24 | 159 | 0
235293 EDWARDS | (DISCONTINUED)Fire fighter horn Sub Assembly | E235293 | 0 | 2 | 0
2447TH-R EDWARDS | 2400 Series Fire Alarm Temporal Horn. 24V DC | E2447THR | 26.78 | 106 | 0
2452THS-15/75-R EDWARDS | Temporal Horn/Strobe, Fire Alarm Signal, 15/75 CD, Red | E2452THS | 87.55 | 20 | 0
24DC12 EST | 24 volt DC to 12 V DC converter power supply. Provides 12V DC output from 24Vdc input to power 12Vdc security devices. Output rated at 1Adc. Provides ground isolation for Grade A bell housing supervision. Actual supervision done by other modules (SIGA-SE) | E24DC12 | 52.3885 | 1 | 0
270A-SPO EDWARDS | Fire Alarm Pull Station, Non-coded, Break glass, Metal, Single pole, Open Circuit, Wire Leads | E270ASPO | 12.88 | 20 | 0
270-DPO EDWARDS | Fire Alarm Pull Station, Non-coded, Break glass, Metal, Double pole, Open Circuit, Screw Terminal. | E270DPO | 29.25 | 100 | 0
270-GLR EDWARDS | Pull Station Accessory, Glass Replacement Rods for 270 series manual stations, 20 Count | E270GLR | 14.01 | 0 | 400
270P-SPO EDWARDS | Fire Alarm Pull Station, Non-coded, Break glass, Metal, Single pole, Open Circuit, Screw Terminal, Pre-signal Switch. | E270PSPO | 32.3 | 185 | 0
270-SPO EDWARDS | PULL STATION, NONCODED, BREAK GLASS, METAL SINGLE POLE, OPEN CIRCUIT | E270SPO | 13.91 | 15 | 150
27193-11 EDWARDS | Electrical box, surface mount, red, single-gang. | E2719311 | 7.73 | 0 | 0
27193-16 EDWARDS | SURFACE MOUNT BACK BOX-WHITE | E2719316 | 7.73 | 97 | 0
27193-21 EDWARDS | Surface Mount Box - Indoor, Red, 2-gang | E2719321 | 5.56 | 53 | 0
276B-RSB EDWARDS | SURFACE MOUNT BACK BOX-RED | E276BRSB | 7.21 | 187 | 0
276-GLR EDWARDS | Glass Replacement Rods - for 276, 277, 278, 279 Series Manual Stations (1 package w/20 rods per package | E276GLR | 14.21 | 158 | 0
277B-1110 EDWARDS | Pull Station, Noncoded, Double Action, Break Glass, Plastic, Single Pole, Open Circuit, Wire Leads | E277B1110 | 13.85 | 9 | 0
278B-1110 EDWARDS | Pull Station, Noncoded, Double Action, Break Glass, Plastic, Single Pole, Open Circuit, Screw Terminals, Wire Leads | E278B1110 | 15.97 | 36 | 0
278B-1120 EDWARDS | PULL STATION, NONCODED, DOUBLE ACTION, BREAK GLASS, PLASTIC, SINLGE | E278B1120 | 18.33 | -3 | 0
279B-1110 EDWARDS | Pull Station, Noncoded, Double Action, Break Glass, Plastic, Single Pole, Open Circuit, Wire Leads, Tool Reset | E279B110 | 14.655 | 0 | 200
279B-1120 EDWARDS | Fire Alarm Manual Station - Single Pole, Key Reset, double action, wire leads | E279B1120 | 17.61 | 28 | 0
280A-PL EDWARDS | Heat Detector Accessory, Reversible Plastic Mounting Plate, White | E280APL | 2.37 | 437 | 0
281B-PL EDWARDS | (DISCONTINUED, PLEASE USE 521B OR 283B-PL) HEAT DETECTOR W/ ROR AND FIXED TEMP | E281B-PL | 12.26 | 0 | 0
283B-PL EDWARDS | Heat Detector, 135-F Fixed, White....Replaces 281B-PL | E283BPL | 10.61 | 0 | 20
284B-PL EDWARDS | Heat Detector, 194-¦F Fixed, White | E284BPL | 9.17 | 2 | 200
2-SPRC1 EDWARDS | Replacement Optical Chamber for Second Generation Signature Non-CO sensors | E2SPRC1 | 9.79 | 0 | 0
302-194 EDWARDS | Heat Detector - Rate Compensation, Interior Vertical Surface Mount FM & UL - 194°F | E302194 | 18.03 | 43 | 0
302-EPM-135 EDWARDS | HEAT DETECTOR HEAT 135F-EXPLOSION PROOF | E302EPM135 | 53.05 | 101 | 0
302-EPM-194 EDWARDS | 194-DEGREE(F) RATE-ANTICIPATION HEAT DETECTOR, EXPLOSION-PROOF MOUNTING | E302EPM194 | 51.25 | 82 | 0
302-ET-194 NOTIFIER | 194 °F (90° C) vertical mount, indoor or outdoor use. Can be mounted to 1/2” conduit threads for..attachment to threaded hub cover. | E302ET194 | 29.4 | 27 | 20
302-ET-135 EDWARDS | Heat Detector - Rate Compensation, All-weather Vertical, Box Mount (1/2 NPT), FM & UL - 135°F (Requires STONCO27 or equal) | E305ET135 | 26.52 | 5 | 0
3-12/S1GY EDWARDS | LED Display/Control Module - 12 Switches, 1 Green, 1 Yellow LED per switch | E312S1GY | 238.75 | 10 | 0
3-12/S1RY EDWARDS | LED Display/Control Module - 12 Switches, 1 Red, 1 Yellow LED per switch | E312S1RY | 238.26 | 5 | 0
3-12SG EDWARDS | LED Display/Control Module - 12 Switches with 12 Green LEDs | E312SG | 214.45 | 18 | 0
3-12SR EDWARDS | LED Display/Control Module - 12 Switches with 12 Red LEDs | E312SR | 232.21 | 5 | 0
3-12SY EDWARDS | LED Display/Control Module - 12 Switches with 12 Yellow LEDs | E312SY | 247.2 | 4 | 0
323D-10AW-R EDWARDS | 10"" Single Stroke, 24 Vdc, Red | E323D10AWR | 123.26 | 52 | 0
3-24R EDWARDS | LED Display Module - 24 Red | E324R | 191.48 | 3 | 0
3-24Y EDWARDS | LED DISPLAY | E324Y | 187.98 | 13 | 0
33-30671A EDWARDS | ASD-160H Detector w/ Docking Station....Small-area (2,500 sq. ft) detector; 4 Alarm levels; Local indication via LEDs; Interconnection to FACPs via relay contacts; 1 pipe port; 164 ft (50m) sampling pipe max with 10 sampling holes max; Rugged steel enc... | E3330671A | 1442 | 3 | 0
33-30755A EDWARDS | Spare ASD-160H & ASD-320 Dust Filter | E3330755A | 21.18 | 2 | 77
340-10N5 EDWARDS | 10 inch AC vibrating bell. Can be used in outdoor applications with the addition of an approved box for the application | E34010N5 | 149.35 | 43 | 0
340-4N5 EDWARDS | 4 inch AC vibrating bell. Can be used in outdoor applications with the addition of an approved box for the application. | E3404N5 | 103.93 | 32 | 0
3-4/3SGYWR EDWARDS | Control Display Module..12 switches in four groups of three switches, switch one with a green LED, switch two with yellow and white LEDs and switch three with a red LED | E343SGYWR | 260.49 | 5 | 0
3-4ANN EDWARDS | Four Position Base Annunciator. Includes Door, CPU card, two annunciator support modules. Space provided for up to two Control/Display Modules and one 3-LCD Liquid Crystal Display Module or one 3-LCDXL1 (order 3-LCDXL1KBL separately). | E34ANN | 424 | 10 | 0
3-AADC1 EDWARDS | Analog Addressable Device Controller - Supports FL series Intelligent sensors 200 & 500 series Addressable-Analog Devices for retrofit of existing systems. Supports one User Interface module. | E3AADC1 | 1133 | 2 | 0
3-ANNCPU3 EDWARDS | ANNUNCIATOR CPU | E3ANNCPU3 | 325.58 | 8 | 0
3-ANNSM EDWARDS | Annunciator Support Module. Takes one space in Annunciator box. Supports one Control/Display module. | E3ANNSM | 57.01 | 35 | 0
3-ASU EDWARDS | Audio Source Unit with mounting Chassis, Microphone, Paging Controls and Inner door Filler Plate. | E3ASU | 929.5 | 0 | 13
3-ASU/FT EDWARDS | Audio Source Unit with mounting Chassis, Microphone, Paging Controls and Firefighters telephone. | E3ASUFT | 1854 | 9 | 0
3-BATS EDWARDS | Battery Shelf - for RCCxx Series Cabinets. Takes one chassis space in a RCC cabinet. Provides space for up to one 65AH battery. | E3BATS | 22.92 | 7 | 0
3-BBC/M EDWARDS | POWER SUPPLY CHARGER | E3-BBCM | 651.17 | 11 | 0
3-BPS/M EDWARDS | Booster Power Supply with Local Rail Module. 120V 50/60 Hz. Takes one Footprint in wallbox and one local Rail module space. Supports..one user interface module. Provides 7 amp at nominal 24V dc. Provides two 3.5 Amp auxiliary power limited outputs. | E3BPSM | 627.37 | 1 | 10
3-CAB14B EDWARDS | Wallbox with 2 Chassis Spaces | E3CAB14B | 287.68 | 16 | 0
3-CAB14D EDWARDS | Door for CAB14B Series Wallbox | E3CAB14D | 383.06 | 7 | 0
3-CAB14DR EDWARDS | Door (Red) for CAB14B Series Wallbox | E3CAB14DR | 352.78 | 7 | 0
3-CAB21B EDWARDS | WALLBOX WITH 3 CHASSIS SPACED | E3CAB21B | 365.76 | 10 | 10
3-CAB21D EDWARDS | Door for CAB21B Series Wallbox | E3CAB21D | 447.84 | 4 | 5
3-CAB5 EDWARDS | Complete Cabinet. Wallbox and door c/w 5 Local Rail Modules spaces. | E3CAB5 | 195 | 2 | 0
3-CAB7B EDWARDS |  | E3CAB7B | 181.28 | 8 | 0
3-CAB7D EDWARDS | Door for CAB7B Series Wallbox | E3CAB7D | 220.32 | 6 | 0
3-CAB7DR EDWARDS | Door (Red) for CAB7B Series Wallbox | E3CAB7DR | 234.1895 | 19 | 0
3-CHAS7 EDWARDS | Chassis Assembly | E3CHAS7 | 206.1 | 18 | 0
3-CPU3 EDWARDS | EST3 CENTRAL PROCESSOR UNIT | E3CPU3 | 501.61 | 3 | 30
3-CPUDR EDWARDS | Two plastic doors c/w 3-FP filler plates. Used to cover 3-ANNCPU and 3-CPU3 where no display modules are present. One required per CPU when not 3-LCD or 3-LCDXL1 is mounted. | E3CPUDR | 12.36 | 126 | 0
3-EVDVRA EDWARDS | LED/SWITCH Driver Module..Assembly. Assembled version of 3-EVDVR, comespackaged with cables, mounting hardware installation instructions used for third party graphics. Mounts in 3-EVDVRX. | E3EVDVRA | 345.05 | 0 | 0
3-EVDVRX EDWARDS | Plastic mounting extrusion. Mounts up..to three 3-EVDVRA modules. | E3EVDVRX | 36.05 | 15 | 0
3-EVPWR EDWARDS | Power Supply. Graphic Power Supply. Supports up to 18 3-EVDVR modules used in factory assembled graphics. See inchComputer..Graphic Annunciation (CGA) inch price list for complete graphic details. | E3EVPWR | 176.34 | 6 | 0
3-EVPWRA EDWARDS | Power Supply Assembly. Assembled..version of 3-EVPWR, comes packaged with cables, mounting hardware and mounting plate for 3-ANNCPU1.Used for third party graphics. | E3EVPWRA | 298.7 | 3 | 0
3-FIBMB2 EDWARDS | Fiber Optic Communications Interface, Class A/B Network, Class A/B Audio Data. Provides single and/or multi mode Network and Digital Audio fiber optic connections. Order required number of SMXLO, SMXHI2, or MMXVR transceivers separately. | E3FIBMB2 | 423.12 | 1 | 2
3-FP EDWARDS | Plastic Filler plate. One needed for each Display/Control module door where no LED/Switch modules are located. (280053) | E3FP | 4.64 | 213 | 0
3-IDC 8/4 EDWARDS | Initiating Device Circuit Module. Mounts to local rail and takes one LRM space. Supports connection of 8 traditional Class B input circuits. Up to 4 input circuits can convert to Class B NACs. Supports one User interface module. | E3IDC84 | 391.09 | 11 | 0
3-LCD EDWARDS | MAIN LCD DISPLAY MODULE | E3-LCD | 184.58 | 0 | 0
3-LCDXL1 EDWARDS | Large Format Liquid Crystal Display Module. Mounts to 3-CPU(1/3). Requires 4 control/display spaces on operator layer | E3LCDXL1 | 304.57 | 7 | 0
3-LDSM EDWARDS | LED Display Support Module. Mounts to local rail and takes one LRM space. Supports one User Interface Module. Use when there are more Display/Control Modules required than LRMs to support them. | E3LDSM | 101.91 | 8 | 0
3-LRMF EDWARDS | Blank LRM Filler (plastic). Mount in blank LRM space. | E3LRMF | 28.22 | 13 | 0
3-MODCOM EDWARDS | MODEM DIALER COMMUNICATOR DACT MODULE | E3MODCOM | 338.15 | 10 | 0
3-PPS/M EDWARDS | PRIMARY POWER SUPPLY-120V | E3PPSM | 602.34 | 0 | 18
3-PPS/M-230-E EDWARDS | Primary Power Supply with Local Rail Module. 120V 50/60 Hz. Takes one Footprint in wallbox and one local Rail module space. Supports one user interface module. Provides 7 A at nominal 24V dc. Provides two 3.5 Amp auxiliary power limited outputs. Charges u | E3PPSM230E | 596.53 | 0 | 5
3-RCC7R EDWARDS | Remote Closet Enclosure - Red | E3RCC7R | 364.62 | 5 | 0
3-REMICA | EDWARDS 3-REMICEDWARDS 3-REMICAA | E3REMICA | 345.3156 | 10 | 0
3-RLCM/D EDWARDS | Edwards EST 3-RLCM/D System-3 Series FACP Outer Door Panel Assembly | E3RLCMD | 69.01 | 23 | 0
3-RS232 EDWARDS | RS-232 COMMUNICATION CARD | E3RS232 | 209.703 | 38 | 0
3-RS485A EDWARDS | Network Communications Card, Class A. Mounts to the 3-CPU1 and supports Class A/B Network and Audio Data | E3RS485A | 268.62 | 2 | 0
3-RS485B EDWARDS | Network Communications Card, Class B. Mounts to the 3-CPU(1) and supports Class A/B Network and Class B Audio Data | E3RS485B | 225.26 | 15 | 0
3-SDC1 EDWARDS | FIRE SIGNATURE DRIVER CONTROLLER MODULE | E3SDC1 | 651.17 | 7 | 0
3-SDDC1 EDWARDS | Signature Dual Driver Controller. Mounts to local rail and takes one LRM space. Supports two loops of Signature devices up to 250..detector and 250 module addresses. Supports one User Interface Module. | E3SDDC1 | 1321.8 | 14 | 0
3-SSDC1 EDWARDS | FIRE SIGNATURE DRIVER CONTROLLER MODULE | E3SSDC1 | 732.64 | 7 | 0
3X-FIB EDWARDS | Fiber Optic Communications Interface, Class A/B Network, Class A/B Audio Data. Provides single and/or multi mode Network and Digital..Audio fiber optic connections. Order required number of SMXLO2, SMXHI2, or MMXVR transceivers separately. For connecti... | E3XFIB | 711.8592 | 2 | 0
3-XFP EDWARDS | Extender Filler Plate. Mounts on inner door of CAB series enclosures. Covers unused chassis spaces. | E3XFP | 16.38 | 0 | 0
3X-NET EDWARDS | Network Option Card, RS485, Class A/B wiring, for connection to EST3 systems | E3XNET | 798.25 | 12 | 0
3x-PMI EDWARDS | Audio System Control and Paging Interface, includes audio control unit, interconnect cables, mounting plate, paging interface w/paging microphone and user controls, mounts in 2nd tier in 3X cabinet | E3XPMI | 890.95 | 3 | 0
3X-SFS1BI EDWARDS | EDWARDS FACP, COMPLETE SYSTEM USER INTER | E3XSFS1BI | 2605.9 | 2 | 0
3X-SFS1R EDWARDS | FACP, complete system with User Interface, cpu, 1 Loop w/ 2nd loop expansion, 3 option card slots, 4 class b NAC's, Universal 110/220v 10 amp power supply, Red door, English, order 3-SDC1 for second loop | E3XSFS1R | 2451.5 | 2 | 2
3-ZA20B EDWARDS | Zoned Amplifier, 20 Watt, Class B. 20 Watt selectable for 25 or 70 Vrms Class B Output. Mounts in 1 LRM space. Has built in Class B..NAC rated at 3.5 Amps. Supports one user interface module. | E3ZA20B | 390.78 | 2 | 0
3-ZA40A EDWARDS | Zoned Amplifier, 40 Watt, Class A/B. 40 Watt selectable for 25 or 70 Vrms Class A/B Output. Mounts in 1 LRM space. Has built in Class. A/B NAC rated at 3.5 Amps. Supports one user interface module. | E3ZA40A | 531.79 | 11 | 4
3-ZA40B EDWARDS | Zoned Amplifier, 40 Watt, Class B. 40 Watt selectable for 25 or 70 Vrms Class B Output. Mounts in 1 LRM space. Has built in Class B..NAC rated at 3.5 Amps. Supports one user interface module. | E3ZA40B | 487.29 | 0 | 0
3-ZA95 EDWARDS | Zoned Amplifier, 95 Watt, Class B. 95 Watt selectable for 25 or 70 Vrms Class B Output. Mounts in 2 LRM spaces. Supports two user..interface modules. | E3ZA95 | 1050.6 | 7 | 8
403-5A-R Edwards | 15 cd Bell/Strobe Plate. Adapts Vibrating Bell for conversion into Bell-Strobe. UL 1971 listed at 15 cd, inchFIRE inch wall orientation. | E4035AR | 55.5 | 65 | 0
405-7A-T EDWARDS | 15/75 cd Synchronized Strobe, Red. UL1971 Listed @ 15 cd (75 cd On Axis Per ADA/UL 1638), inchFIRE inch Wall Orientation. | E4057AT | 46.25 | 120 | 0
405-7A-TW EDWARDS | 15/75 cd Synchronized Strobe, White. UL1971 Listed @ 15 cd (75 cd On Axis Per ADA/UL 1638), inchFIRE inch Wall Orientation. | E4057ATW | 50.37 | 89 | 0
435-6G1 EDWARDS | DC vibrating bell. The striker continues to strike the gong in rapid-fire action as long as current is applied. 6 inch gong | E4356G1 | 119.38 | 16 | 0
439D-10AW-R EDWARDS | Fire Alarm Bell, 10" (250mm), Vibrating, Diode, 24VDC, Red. | E439D10AWR | 66.7095 | 42 | 0
439D-6AW-R EDWARDS | Fire Alarm Bell, 6" (150mm), Vibrating, Diode, 24VDC, Red. | E439D6AWR | 54.8496 | 10 | 0
449 EDWARDS | Weatherproof Notification Appliance Wall Box | E449 | 15 | 181 | 0
PP46137-0067 EDWARDS | Replacement Break Glass insert for 6831-1 and 6831-3 frontplates | E461370067 | 19.78 | 435 | 0
4X-12/S1RY EDWARDS | LED Display/Control Module - 12 Switches, 1 Red, 1 Yellow LED per switch | E4X12S1RY | 236.9 | 12 | 0
4X-LCD EDWARDS | Main User Interface Assembly, monochrome 8 Line 1/4 VGA LCD, 4 controls plus Rotary knob, English language | E4XLCD | 330.73 | 4 | 0
50LMP-40WH EDWARDS | Replacement Halogen Bulb for use with Edwards 120V | E50LMP40WH | 19.57 | 35 | 0
511C EDWARDS | (DISCONTINUED REPLACEMENT 521NC)Photoelectric 2-Wire Smoke Detector w/o CleanMe, 12/24VDC. Not Listed MEA. S09A, S10A compatible. | E511C | 27.4 | 0 | 0
517TCB EDWARDS | Photoelectric smoke alarm with horn. 9V battery backup. Can tandem wire up to 6 units to form a system. Contact rating is 1A at 30V DC/120v AC | E517TCB | 83.43 | 2 | 0
521B EDWARDS | (DISCONTINUED REPLACEMENT 521NC)Smoke Detector, 6-24V DC, 2 Wire, Photoelectric W/Cleanme | E521B | 29.36 | 16 | 0
521NC EDWARDS | Smoke Detector, 2 Wire, Photoelectric, Thermal, UL | E521NC | 23.18 | 77 | 0
5251FB EDWARDS | HEAT SENSOR FIXED TEMPERATURE | E5251FB | 76.22 | 2 | 0
52R-N5-40WH EDWARDS | Edwards 52 Series rotating beacon for indoor or outdoor applications. Cast base can be utilized as junction box. May be mounted vertically, facing up or down in 3 ways. | E52RN540WH | 192.4 | 48 | 0
541CXT ESL | Four Wire Photoelectric Smoke Detector With Built-in Heat Sensor & 12/24VDC | E541CXT | 0 | 4 | 0
590 EDWARDS | Signaling transformer. 120V AC Primary, 10V, 5VA Secondary | E590 | 11.96 | 11 | 0
6261-002 EDWARDS | Air Sampling Tube - 24 inch Long | E6261002 | 8.24 | 44 | 0
6261-003 EDWARDS | Air Sampling Tube - 42 inch Long | E6261003 | 8.55 | 115 | 0
6263-SG EDWARDS | Air Velocity Test Kit - for Signature Series Duct Housing. Includes air velocity meter, psychrometer and test fixture for measurement of velocity of duct air flow and relative humidity. | E6263SG | 304.47 | 8 | 0
6537 EDWARDS | Edwards 6537 pull cord station provides emergency call activation. The call may be reset at the initiating station. Supplied as part of the..6538-G5 and 7008B-N5 call for assistance package. Double pole single throw switch. | E6537 | 36.7 | 94 | 0
6538-G5 EDWARDS | Call For Assistance Kit - includes 6536-G5 horn-strobe 6537 emergency pull cord 592 transformer | E6538G5 | 116.49 | 6 | 0
6700-0061 EDWARDS | FIRE ALARM PHONE | E67000061 | 71.07 | 8 | 0
6830-3 EDWARDS | Portable (Plug-in) Telephone Handset - Black. Provided with 5' coiled cord and plug; use with 6833-4. | E68303 | 71.07 | 14 | 0
6830-5A-4 EDWARDS | Permanent Remote Telephone Handset Station - 4-State, Red, 'push-to-talk' button, 5' coiled cord | E68305A4 | 111.24 | 3 | 0
6830-6A4 EDWARDS | PERMANENT REMOTE TELEPHONE HANDSET STATION - 4-STATE, RED, 'PUSH-TO-TALK' BUTTON, 5' ARMORED CABLE | E68306A4 | 133.08 | 16 | 0
6830-NY-F4 EDWARDS | Remote Telephone Warden Station - Flush, Red, 5' armored cable, hinged door with magnetic latch, 4-State | E6830NYF4 | 217.65 | 13 | 0
6831-1 EDWARDS | FLUSH TRIM - BREAK GLASS, RED. FOR 6830-1, 6830-4, 6830-5A-4 OR 6830-6A-4 PERMANENT REMOTE TELEPHONE | E68311 | 47.48 | 49 | 0
6832-1 EDWARDS | Backbox - RED, for 6830-1 or 6830-2 | E68321 | 17.92 | 80 | 0
6832-1D EDWARDS | Wallbox - Flush or Surface mount, Red. 14 inch (356mm) H x 8-1/2 inch (216mm) W x 3-5/8 inch D. | E6832D | 34.71 | 60 | 0
6833-4 EDWARDS | FIRE FIGHTERS TELEPHONE WALL PLATE | E68334 | 9.99 | 70 | 0
701U EDWARDS | 6"" Mounting Base for 711U and 711UT, 3 terminals | E701U | 6.9 | -2 | 200
702U EDWARDS | 6 inch Universal Base, 700 Series /w 6 terminals for all heads | E702U | 7.0455 | 14 | 26
711U EDWARDS | 2 Wire Smoke Detector 12/24Vdc | E711U | 30.9 | 12 | 0
730 EDWARDS | Low cost, fully insulated, non adjustable combination bell and buzzer with grounded frame. May be operated using AC power supplied by a Cat. No. 590 transformer or from DC power. | E730 | 20.6 | 0 | 0
757-1A-T EDWARDS | Temporal Horn, Self-synchronized - 24 Vdc, Red | E7571AT | 23.59 | 83 | 0
757-3A-RS70 EDWARDS | 30 cd Re-entrant Speaker/Strobe - 70V, Red. Strobe: UL 1971 Listed @ 30 cd, inchFIRE inch wall orientation. | E7573ARS70 | 82.71 | 54 | 0
757-3A-RS70W EDWARDS | 30 cd Re-entrant Speaker/Strobe - 70V, White. Strobe: UL 1971 Listed @ 30 cd, inchFIRE inch wall orientation | E7573ARS70W | 80.34 | 89 | 0
757-4A-T EDWARDS | 75cdW, 60cdC Strobe, Horn 97 dbA Avg., Red | E7574AT | 45.01 | 72 | 0
757-5A-T EDWARDS | TEMPORAL HORN/STROBE 15CD | E7575AT | 72.41 | 52 | 0
757-7A-RS25 EDWARDS | 15/75 cd Re-entrant Speaker/Strobe - 25V, Red. Strobe: UL 1971 Listed @ 15 cd (75 cd on-axis per ADA/UL1638), inchFIRE inch wall..orientation. | E7577ARS25 | 82.71 | 87 | 0
757-7A-RS70 EDWARDS | 15/75 cd Re-entrant Speaker/Strobe - 70V, Red. Strobe: UL 1971 Listed @ 15 cd (75 cd on-axis per ADA/UL1638), inchFIRE inch wall..orientation. | E7577ARS70 | 82.71 | 81 | 0
757-7A-RS70W EDWARDS | RE-ENTRANT SPEAKER/STROBE 15/75 CD 70V, WHITE | E757-7A-RS70W | 82.71 | 103 | 0
757-7A-SS25 EDWARDS | 15/75 cd Speaker/Strobe - 25V, Red. Strobe: UL 1971 Listed @ 15 cd (75 cd on-axis per ADA/UL1638), inchFIRE inch wall orientation. | E7577ASS25 | 60.56 | 95 | 0
757-7A-SS25W EDWARDS | 15/75 cd Speaker/Strobe - 25V, White. Strobe: UL 1971 Listed @ 15 cd (75 cd on-axis per ADA/UL1638), inchFIRE inch wall orientation. | E7577ASS25W | 60.56 | 86 | 0
757-7A-SS70 EDWARDS | 15/75 cd Speaker/Strobe - 70V, Red. Strobe: UL 1971 Listed @ 15 cd (75 cd on-axis per ADA/UL1638), inchFIRE inch wall orientation. | E7577ASS70 | 60.56 | 112 | 0
757-7A-SS70W EDWARDS | 15/75 cd Speaker/Strobe - 70V, White. Strobe: UL 1971 Listed @ 15 cd (75 cd on-axis per ADA/UL1638), inchFIRE inch wall orientation | E7577ASS70W | 60.56 | 77 | 0
757-7A-T EDWARDS | 15/75 cd Temporal Horn/Strobe - 24 Vdc, Red. UL1971 Listed @ 15 cd (75 cd On Axis Per ADA/UL 1638), inchFIRE inch Wall Orientation | E7577AT | 71.93 | 8 | 0
757-7A-TW EDWARDS | TEMPORAL HORN/STROBE -15/75 CD -70V, WHITE | E7577ATW | 67.67 | 62 | 0
757-8A-RS25 EDWARDS | 110 cd Re-entrant Speaker/Strobe - 25V, Red. Strobe: Meets sleeping area requirement. UL 1971 Listed @ 110 cd, inchFIRE inch wall..orientation. | E7578ARS25 | 83.84 | 113 | 0
757-8A-RS25W EDWARDS | 110 cd Re-entrant Speaker/Strobe - 25V, White. Strobe: Meets sleeping area requirement. UL 1971 Listed @ 110 cd, inchFIRE inch wall orientation | E7578ARS25W | 83.84 | 99 | 0
757-8A-RS70 EDWARDS | 110 cd Re-entrant Speaker/Strobe - 70V, Red. Strobe: Meets sleeping area requirement. UL 1971 Listed @ 110 cd, inchFIRE inch wall orientation. | E7578ARS70 | 85.008 | 24 | 14
757-8A-SS25W EDWARDS | 110 cd Speaker/Strobe - 25V, White. Strobe: Meets sleeping area requirement. UL 1971 Listed @ 110 cd, inchFIRE inch wall orientation. | E7578ASS25W | 91.16 | 122 | 0
757-8A-T EDWARDS | 110 cd Temporal Horn/Strobe - 24 Vdc, Red. UL1971 Listed @ 110 cd, inchFIRE inch Wall Orientation. Meets Sleeping Area..Requirements | E7578AT | 72.9596 | 0 | 14
757-8A-TW EDWARDS | 110 cd Temporal Horn/Strobe - 24 Vdc, WHITE. UL1971 Listed @ 110 cd, inchFIRE inch Wall Orientation. Meets Sleeping Area..Requirements. | E7578ATW | 67.58 | 107 | 0
757A-SBW EDWARDS | Surface Box - Indoor, White | E757ASBW | 8.03 | 108 | 0
757A-WB EDWARDS | Weatherproof Box, Cast - Red | E757AWB | 15.76 | 17 | 0
868STRA-N5 EDWARDS | HORN/STROBE 120V AC 50/60Hz WEATHERPROOF MOUNT | E868STRAN5 | 247.2 | 20 | 0
889D-AW EDWARDS | Fire Alarm Horn, Explosion-Proof, 24VDC........Important note: Refer to the Field Notes Bulletin below when planning to use electromechanical devices on the same control equipment with other electronic devices (strobes). | E889DAW | 405.61 | 6 | 0
965-1A-4RW EDWARDS | 4" CONE SPEAKER(70VRMS), ROUND-WHITE | E965-1A-4RW | 28.02 | 95 | 0
ANS25MDR2 EDWARDS | Audio Notification Panel 25 Watt Amplifier, includes DMR, Temporal Pattern, Power Supply and Battery Charger. Standard Message, Microphone, and Red Cabinet 14.5 inch x 18 inch x 4 inch. | EANS25MDR2 | 1339 | 0 | 0
ANSREMSUP EDWARDS | Audio Evacuation Accessory, Super Card, Remote Microphone | EANSREMSUP | 97.8 | 25 | 0
AP-P EDWARDS | Heat Det. - Rate Compensation, Adapter plate for mounting 302 and 302-AW to any 3 inch outlet box or 4 inch octagon outlet box. | EAPP | 4.1 | 0 | 0
APS10A EDWARDS | AUXILIARY/BOOSTER POWER SUPPLY(10.5 AMP) | EAPS10A | 358.03 | 4 | 0
B4U EDWARDS | Smoke Detector Base, Intelligent/Addressable, 6"" Diameter, Requires Smoke Head | EB4U | 5.2 | 191 | 0
BC-1R EDWARDS | Battery Cabinet for Up to 40Ah Max, Red | EBC1R | 123.9 | 4 | 0
BPS10A EDWARDS | BOOSTER POWER SUPPLY 10A 120VAC | EBPS10A | 293 | -9 | 23
BPS10A/230 EDWARDS | 10 Amp Booster Power Supply-220V | EBPS10A230 | 315.18 | 5 | 0
BPS6A EDWARDS | BOOSTER POWER SUPPLY(6.5 AMP) | EBPS6A | 257.5 | 17 | 0
BPS6A/230 EDWARDS | 6.5 Amp Booster Power Supply - 220V | EBPS6A230 | 257.5 | 1 | 0
EC20RRU-3 EDWARDS | (DISCONTINUED)HEAT DETECTOR, 135 DE FL FIXED RATE | EC20RRU3 | 61.7 | 0 | 0
CDR-3 EDWARDS | Coder - PSNI. Positive, non-interfering, successive and march time codes PSNI code out (relay & tone outputs). March time out (relay & tone outputs). Connects to RS-232 serial port. Requires 1/2 size cabinet footprint and 24 VDC power. | ECDR3 | 285.2564 | 8 | 0
CH70-24MCW-FR EATON | WHEELOCK CHIME STROBE, WALL MOUNT-RED | ECH7024MCWFR | 55 | 4 | 0
CR135-2 EDWARDS | Heat Detector, 135F ROR/Fixed Temperature | ECR1352 | 49.44 | 35 | 0
CS405-7A-T EDWARDS | Notification Appliance, Weather-Proof, Strobe Only, Requires 449 Back Box | ECS4057AT | 46.3 | 56 | 0
CSBU-1 EDWARDS | (DISCONTINUED)Stander Base Detector | ECSBU1 | 28.5 | 0 | 0
D16L-IO-1 EDWARDS | 16 Zone LED annunciator, 2 led's per zone, customizable insert labels, left side mounting, zones 1-16 | ED16LIO1 | 99.91 | 6 | 0
DB9/RJ11 EDWARDS | ASSY RS232/RJ11 DB9 CONNECTOR. REPLACES P/N 350215 | EDB9RJ11 | 40.99 | 97 | 0
DLD EDWARDS | (DISCONTINUED NO REPLACEMENT)DUAL LINE DIALER, SUPPORTS 4/2 & CONTACT ID, REQUIRES 1 OPTION SPACE. | EDLD | 128.24 | 0 | 0
EBPS10A EDWARDS | Power Booster, Fire Alarm, 10 Amps, Red | EEBPS10A | 350.41 | 10 | 0
EBPS6A EDWARDS | Adressable Power Booster, Fire Alarm, 6 Amps, Red | EEBPS6A | 293.55 | 0 | 10
EC-LED EDWARDS | Remote LED Alarm Indicator | EECLED | 18.5 | 15 | 0
EG1F-CVM EDWARDS | Chime/Strobe, Wall Mt., 15-95 CD, Marked ""Fire"", 24VDC, White | EEG1F-CVM | 75.29 | 140 | 0
EG1F-VM EDWARDS | Strobe, Wall Mt., 15-110 CD, Marked ""Fire"", 24VDC, White | EEG1FVM | 29.0565 | 0 | 200
EG1-HDVM EDWARDS | HORN/STROBE, WALL MT., 15-110 CD, 24VCD,WHITE | EEG1HDVM | 37.6 | 68 | 0
EG1RF-HDVM EDWARDS | Horn/Strobe, Wall Mt., 15-110 CD, Marked ""Fire"", 24VDC, Red | EEG1RFHDVM | 37.6 | 14 | 0
EG1R-HDVM EDWARDS | Horn/Strobe, Wall Mt., 15-110 CD, 24VDC, Red | EEG1RHDVM | 35.28 | 0 | 0
EG1RT-FIRE EDWARDS | Trim Plate for Wall Mt., Horn/Strobes, 1-Gang to 4"" Box, Marked ""Fire"", Red | EEG1RTFIRE | 3.61 | 87 | 0
G1R-VM EDWARDS | MULTI CD STROBE, MULTI CD STROBOSCOPE, 24VDC/CC, RED/ROGUE | EEG1RVM | 25.73 | 140 | 0
EG1T-FIRE EDWARDS | Trim Plate for Wall Mt., Horn/Strobes, 1-Gang to 4"" Box, Marked ""Fire"", White | EEG1TFIRE | 3.61 | 23 | 0
EGCF-HDVM EDWARDS | Horn/Strobe, Ceiling Mt., 15-95 CD, Marked ""Fire"", 24VDC, White | EEGCFHDVM | 42.1225 | 71 | 0
EOL-10 EDWARDS | End of Line Resistor - 10K Ohm | EEOL10 | 4.94 | 0 | 0
EOL-15 EDWARDS | End of Line Resistor - 15K Ohm | EEOL15 | 6.08 | 0 | 0
EOL-15KP4 EDWARDS | End-of-line resistor: 4-pack of 15K | EEOL15KP4 | 9.68 | 0 | 0
EOL-47 EDWARDS | EOL Resistor, 47K, 1/2 W | EEOL47 | 5.15 | 0 | 0
EOL-47KL EDWARDS | End of Line Resistor - 47K with wire leads | EEOL47 | 7.45 | 0 | 0
EOL-47PK7 EDWARDS | End of line Resistr, 4.7kohm, 7/pk | EEOL47PK7 | 36.05 | 0 | 0
EOL-P1 EDWARDS | EOL RESISTOR PKG | EEOLP1 | 22.15 | 16 | 0
ESD-CJ EDWARDS | SuperDuct, Controller (RJ45), 4-wire | EESDCJ | 62.42 | 10 | 0
ESD-SJ EDWARDS | SuperDuct, Sensor (RJ45), 4-wire | EESDSJ | 57.37 | 7 | 0
F-DACT EDWARDS | F SERIES UPLOAD/DOWNLOAD DIALER/MODEM,DUAL LINE | EFDACT | 153.47 | 74 | 0
FSP502G EDWARDS | Conventional Fire Alarm Control Panel, 5 Class B IDC zones, 2 Class B NAC's, 3.5A NAC Power, Gray enclosure, 120V, capacity for (2) 10Ah BATTERIES | EFPS502G | 233.81 | 8 | 0
FSP1004R EDWARDS | Conventional Fire Alarm Control Panel, 10 Class B IDC zones, 4 Class B NAC's, 3.5A NAC Power, Red enclosure, 120V, capacity for (2)..17Ah batteries | EFSP1004R | 365.34 | 2 | 0
FSP302G EDWARDS | (discontinued and the replacement is FSP502G) Conventional Fire Alarm Control Panel, 3 Class B IDC zones, 2 Class B NAC's, 3.5A NAC Power, Gray enclosure, 120V, capacity for (2) 10Ah batteries | EFSP302G | 199.72 | 2 | 0
FSP502GD EDWARDS | Conventional Fire Alarm Control Panel, 5 Class B IDC zones, 2 Class B NAC's, 3.5A NAC Power, Gray enclosure, 120V, capacity for (2)..10Ah batteries, includes upload/download DACT | EFSP502GD | 353.7 | 9 | 0
FSP502R EDWARDS | Conventional Fire Alarm Control Panel, 5 Class B IDC zones, 2 Class B NAC's, 3.5A NAC Power, Red enclosure, 120V, capacity for (2)..10Ah batteries | EFSP502R | 233.81 | 4 | 0
FSP502RD EDWARDS | Conventional Fire Alarm Control Panel, 5 Class B IDC zones, 2 Class B NAC's, 3.5A NAC Power, Red enclosure, 120V, capacity for (2)..10Ah batteries, includes upload/download DACT | EFSP502RD | 353.7 | 13 | 0
FX-IDC1B EDWARDS | Analog Single Input Mini Module. | EFX1DC1B | 38.9615 | 46 | 0
FX-5R EDWARDS | Conventional Fire Alarm Control Panel, Red – 5 Class B IDCs and 2 Class B NACs, 3.5A NAC power, (Pairs of IDCs and NACs convertible to single Class A circuits), 120VAC power source, 24VDC output. | EFX5R | 341.29 | 6 | 0
F-XTR120 EDWARDS | NAC Power Expansion Transformer, 120v, increases 10 zone FACP NAC power to 7.0 amps | EFXTR120 | 56.24 | 0 | 0
G1F-C EDWARDS | Chime, steady or temporal, hi/lo dB output, FIRE markings - 24V, White | EG1FC | 30.59 | 88 | 0
G1F-CVM EDWARDS | Multi-cd chime-strobe, steady or temporal, hi/lo dB, FIRE markings - 24V, White | EG1FCVM | 63.14 | 49 | 0
G1F-HD EDWARDS | Temporal horn, hi/lo dB output - 24V, White w/FIRE | EG1FHD | 15.45 | 22 | 0
EG1F-HDVM EDWARDS | MULTI-CD HORN-STROBE, FIRE MARKINGS, 24V, WHITE | EG1F-HDVM | 37.6 | 52 | 0
G1-HD EDWARDS | TEMPERAL HORN WHITE, WALL MT | EG1-HD | 15.04 | 176 | 0
G1F-HDVM EDWARDS | MULTI-CD TEMPORAL HORN-STROBE, HI/LO DB 24V, WHITE W/ FIRE | EG1-HDVM | 31.52 | 126 | 80
G1M-RM EDWARDS | GENESIS SIGNAL MASTER- REMOTE MOUNT | EG1MRM | 26.47 | 117 | 0
G1-P EDWARDS | Horn (steady tone) - 24V, White. (Not compatible with Signal Master) | EG1P | 7.73 | 81 | 0
G1RF-CVM EDWARDS | MULTI-CD WALL TEMPORAL CHIME-STROBES(RED) | EG1RF-CVM | 63.14 | 116 | 0
G1RF-HD EDWARDS | EDWARDS EST G1RF-HD FIRE ALARM HORN.. | EG1RFHD | 15.45 | 88 | 0
G1RF-HDVM EDWARDS | MULTI-CANDELA HORN-STROBE (RED) | EG1RF-HDVM | 31.52 | 21 | 0
G1R-HD EDWARDS | RED TEMPORAL HORN | EG1RHD | 15.04 | 139 | 0
G1RT EDWARDS | Genesis 1-gang to 4 inch Trim, Red | EG1RT | 2.99 | 291 | 0
G1RT-FIRE EDWARDS | Genesis 1-gang to 4 inch Trim, Red, with FIRE marking | EG1RTFIRE | 2.99 | 46 | 0
G1T EDWARDS | Genesis Trim Plate | EG1T | 3.2 | 75 | 0
G1-VM EDWARDS | MULTI-CD STROBE 24V, WHITE | EG1VM | 24 | 35 | 18
G4HFRF-S2VMC EDWARDS | Genesis High Fidelity Wall Speaker-strobe, red, fire marking, 25V, visual multi-candela, clear lens | EG4HFRFS2VMC | 50.47 | 32 | 0
G4HFRF-S7VMC EDWARDS | Genesis High Fidelity Wall Speaker-strobe, red, fire marking, 70V, visual multi-candela, clear lens | EG4HFRFS7VMC | 50.88 | 189 | 0
G4HFRN-S2VMC EDWARDS | Genesis High Fidelity Wall Speaker-strobe, red, no marking, 25V, visual multi-candela, clear lens | EG4HFRNS2VMC | 50.88 | 114 | 0
G4HFWF-S2VMC EDWARDS | HF SPEAKER STROBE 25V, WHITE,FIRE | EG4HFWFS2VMC | 50.17 | 29 | 0
G4HFWF-S7 EDWARDS | Genesis High Fidelity Wall Speaker, white, fire marking, 70V | EG4HFWFS7 | 18.85 | 92 | 0
G4HFWF-S7VMC EDWARDS | Genesis High Fidelity Wall Speaker-strobe, white, fire marking, 70V, visual multi-candela, clear lens | EG4HFWFS7VMC | 50.88 | 41 | 0
G4HFWN-S2VMC EDWARDS | Genesis High Fidelity Wall Speaker-strobe, white, no marking, 25V, visual multi-candela, clear lens | EG4HFWNS2VMC | 49.31 | 72 | 0
G4HFWN-S7 EDWARDS | Genesis High Fidelity Wall Speaker, white, no marking, 70V | EG4HFWNS7 | 19 | 100 | 0
G4HFWN-S7VMC EDWARDS | Genesis High Fidelity Wall Speaker-strobe, white, no marking, 70V, visual multi-candela, clear lens | EG4HFWNS7VMC | 50.88 | 60 | 0
G4LFRF-HVM EDWARDS | Genesis Wall-mount, Low Frequency Appliance, Red Housing, Fire Marking, Audible/Standard Output Clear Strobe Light. | EG4LFRFHVM | 63.86 | 37 | 0
G4LFWF-H EDWARDS | Genesis Wall-mount, Low Frequency Appliance, White Housing, Fire Marking, Audible Only. | EG4LFWFH | 42 | 85 | 0
G4RF-S2 EDWARDS | Speaker (25V), multi-tap, Red w/FIRE | EG4RFS2 | 18.13 | 113 | 0
G4-S2 EDWARDS | Speaker (25V), multi-tap, White | EG4S2 | 14.42 | 49 | 0
G4-S7 EDWARDS | (DISCONTINUED, REPLACED BY G4HFWF-S7) SPEAKER 70V RMS WHITE | EG4S7 | 20.6 | 35 | 0
G4WA-S7VMC EDWARDS | G4 Wall, 70 V Speaker with Strobe, White Housing, Alert Markings, Clear Lens | EG4WAS7VMC | 47.28 | 40 | 0
GCF-HDVM EDWARDS | MULTI-CANDELA HORN-STROBE CEILING(WHITE) WITH FIRE MARKINGS | EGCFHDVM | 36.51 | 8 | 0
GCFR-HDVM EDWARDS | 15-95CD HORN-STROBE-24V W/ FIRE MARKINGS CEILING(RED) | EGCFRHDVM | 34.81 | 99 | 0
GCFR-VM EDWARDS | Notification Appliance, Ceiling Mount, Strobe Only, 15-95CD, w/FIRE Marking, Red, 24VDC | EGCFRVM | 31 | 81 | 0
GCF-S7 EDWARDS | (DISCONTINUED, REPLACED BY GCHFWF-S7)FIRE ALARM CEILING SPEAKER 70V VRMS GENESIS | EGCFS7 | 39.04 | 6 | 0
GCF-S7VM EDWARDS | DISCONTINUED AND REPLACED BY GCHFWF-S7VMC | EGCF-S7VM | 40.79 | 0 | 0
GCF-S7VMH EDWARDS | Genesis Ceiling Speaker-strobe - 70V, 95-177 multi-cd, FIRE marking, mounts to 4 inch square x 2-1/8 inch box | EGCFS7VMH | 47.9 | 46 | 0
GCF-VM EDWARDS | GENESIS CEILING STROBE 15-95 MULTI-CD, FIRE MARKING | EGCFVM | 27.255 | 0 | 60
GC-HDVM EDWARDS | MULTI-CANDELA HORN STROBE CEILING WHITE | EGCHDVM | 34.81 | 121 | 0
GCHFRF-S7VMC EDWARDS | Genesis High Fidelity Ceiling Speaker-strobe, red, fire marking, 70V, visual multi-candela, clear lens | EGCHFRFS7VMC | 50.88 | 24 | 0
GCHFWF-S2 EDWARDS | Genesis High Fidelity Ceiling Speaker, white, fire marking, 25V | EGCHFWFS2 | 20.19 | 124 | 0
GCHFWF-S2VMC EDWARDS | Genesis High Fidelity Ceiling Speaker-strobe, white, fire marking, 25V, visual multi-candela, clear lens | EGCHFWFS2VMC | 50.88 | 35 | 100
GCHFWF-S7VMC EDWARDS | MULTI-CANDELA HF CEILING SPEAKER-STROBE, 70V, WHITE, WITH FIRE MARKING | EGCHFWFS7VMC | 50.88 | 4 | 100
GCHFWF-S7VMCH EDWARDS | GCHFWF-S7VMCH Edwards Signaling Genesis Series 70V Ceiling Speaker/Strobe w/Fire Marking, high fidelity (520 Hz), selectable: 95, 115, 150, 177 candela rating, white housing. | EGCHFWFS7VMCH | 55.6 | 91 | 0
GCHFWN-S2VMC EDWARDS | Genesis High Fidelity Ceiling Speaker-strobe, white, no marking, 25V, visual multi-candela, clear lens | EGCHFWNS2VMC | 49.31 | 0 | 40
GCHFWN-S7 EDWARDS | Genesis High Fidelity Ceiling Speaker, white, no marking, 70V | EGCHFWNS7 | 20.19 | 454 | 0
GCHFWN-S7VMC EDWARDS | Genesis High Fidelity Ceiling Speaker-strobe, white, no marking, 70V, visual multi-candela, clear lens | EGCHFWNS7VMC | 50.47 | 165 | 0
GC-S2VM EDWARDS | (DISC. USE GCHFWN-2VMC)Genesis Ceiling Speaker-strobe - 25V, 15-95 multi-cd, mounts to 4 inch square x 2-1/8 inch box | EGCS2VM | 38.9818 | 0 | 30
GC-S7 EDWARDS | Ceiling Fire Alarm Speaker, White Genesis Series | EGCS7 | 26.78 | 35 | 0
GC-S7VM EDWARDS | (DISC> USE MGC-S7VMH)Genesis Ceiling Speaker-Strobe,70V, 15-95MC | EGCS7VM | 21.53 | 0 | 0
GC-VM EDWARDS | MULTI-CANDELA STROBE CEILING(WHITE) | EGCVM | 25.96 | 3 | 0
GC-VMH EDWARDS | Red Fire Alarm Ceiling Strobe Clear Lens | EGCVMH | 30.8 | 48 | 0
GCWN-S2 EDWARDS | GC Ceiling, 25 V Speaker, White Housing, No Markings | EGCWNS2 | 16.89 | 142 | 0
GL1RN-HDVMC EDWARDS | Genesis L Series, red housing, no markings, horn (temporal or steady, hi/low dB) with LED strobe light, 15-110 cd, clear lens. | EGL1RNHDVMC | 30.9 | 202 | 0
GL1WN-HD EDWARDS | Genesis L Series, white housing, no markings, horn (temporal or steady, hi/low dB). | EGL1WNHD | 17.168 | 27 | 0
GSA-CC1S EDWARDS | Single Input (Riser) Module. Features a built-in RING TONE generator; use for switching a single signal or audio circuit, also includes strobe synchronization | EGSACC1S | 67.5 | 6 | 10
GSA-CT1 MIRTONE | SINGLE INPUT MODULE | EGSA-CT1 | 41 | 0 | 0
GSA-CT2 MIRTONE | CIRCUIT INPUT MODULE | EGSA-CT2 | 58 | 39 | 10
GSA-DH EDWARDS | Duct Smoke Detector Housing. For Signature Series Detectors only. Use in ducts up to 10 feet wide. Use with SIGA-PS, SIGA-PHS, SIGAIPHS..detector only. Requires SIGA-SB, SIGA-IB, or SIGA-RB Detector Base for wiring. Requires 6261 series Air Sampling Tube. | EGSADH | 61.7 | 12 | 0
GSA-DTS EDWARDS | DUCT SMOKE DETECTOR TEST STATION | EGSADTS | 45.32 | 0 | 0
GSA-IO MIRTONE | Universal Input/Output Module - input with programmable output | EGSAIO | 62 | 30 | 0
GSA-M270P EDWARDS | Manual Pull Station - Single Action, 2-stage | EGSAM270P | 65.82 | 79 | 0
GSA-M278 EDWARDS | Manual Pull Station - Double Action, 1-stage | EGSAM278 | 52.63 | 28 | 0
GSA-MM1 EDWARDS | Monitor Module - Single Input. Single circuit input module for use with Normally Open Contact devices. Factory programmed for Non-latching..monitor operation. | EGSAMM1 | 33.37 | 0 | 0
GSA-PHS EDWARDS | Intelligent 3D Multisensor Detector - Photoelectric, Heat | EGSAPHS | 61.39 | 0 | 0
GSA-RB EDWARDS | Detector Base with Form 'C' Relay | EGSARB | 22.76 | 42 | 0
GSA-SD EDWARDS | GSA SUPERDUCT SMOKE DETECTOR | EGSASD | 128 | 5 | 0
INT-7ARW EDWARDS | 15/75 cd Re-entrant Speaker/Strobe - 70V, White. Strobe: UL 1971 Listed @ 15 cd (75 cd on-axis per ADA/UL1638), inchFIRE inch wall orientation. | EINT7ARW | 86.51 | 0 | 0
IO1000G EDWARDS | FACP 1-LOOP 125/DET, MOD, GREY | EIO1000G | 532.7556 | 15 | 5
IO1000GD EDWARDS | Four loop system with one 250-point loop installed. 110v, gray door, with dialer | EIO1000GD | 608.94 | 6 | 8
IO1000RD EDWARDS | Four loop system with one 250-point loop installed. 110v, red door, with dialer. | EIO1000RD | 608.94 | 0 | 0
IO1000R EDWARDS | Four loop system with one 250-point loop installed. 110v, red door. | EIO100R | 535.81 | 1 | 0
IO500G EDWARDS | DISCONTINUED, PLEASE USE IO1000G | EIO500G | 512.94 | 0 | 0
IO500GD EDWARDS | DISCONTINUED AND REPLACED BY IO1000GD | EIO500GD | 577.11 | 0 | 0
IO500R EDWARDS | DISCONTINUED AND REPLACED BY IO1000R | EIO500R | 532.2 | 6 | 0
IO64G EDWARDS | FACP, 1 LOOP, 64 INTELLIGENT DEVICES MAX, 2 CLASS B NAC'S, 4.25A POWER SUPPLY, GRAY DOOR, 115VAC, CAPACITY FOR UP (2) 10A/H BATTERIES, ENGLISH | EIO64G | 440.162 | 23 | 0
IO64GD EDWARDS | FACP, 1 LOOP, 64 INTELLIGENT DEVICES MAX, 2 CLASS B NAC'S, 4.25A POWER SUPPLY, GRAY DOOR, 115VAC, CAPACITY FOR UP (2) 10A/H BATTERIES, INCLUDES DUAL LINE DIALER/MODEM, ENGLISH | EIO64GD | 477.41 | 0 | 0
IO64RD EDWARDS | FACP, 1 LOOP, 64 INTELLIGENT DEVICES MAX, 2 CLASS B NAC'S, 4.25A POWER SUPPLY, RED DOOR, 115VAC, CAPACITY FOR UP (2) 10A/H BATTERIES, INCLUDES DUAL LINE DIALER/MODEM, ENGLISH | EIO64RD | 477.41 | 0 | 0
IO-CU EDWARDS | iO and FSP control panel series programming, diagnostics and report software. Windows 2000, XP and Vista compatible, CD-ROM | EIOCU | 51.4 | 0 | 0
IO-SDC1 EDWARDS | Expansion module, one 250-device loop | EIOSDC1 | 445 | 11 | 0
IO-SDC2 EDWARDS | Expansion module, two 250-device loops, 500 devices total. For iO1000 only. | EIOSDC2 | 647 | 1 | 0
KPDISP EDWARDS | KeyPad and Display | EKDISP | 422.7223 | 0 | 0
KI-IB4 KIDDE | Detector Base with Isolator - for 4 inch sq. box, includes -TS4 skirt | EKIIB4 | 28.33 | 0 | 0
LKC-1 EDWARDS | FIRE - Ceiling orientation | ELKC1 | 9.9 | 2 | 0
70-407008-002 EDWARDS | MODEL AI,NC | EM | 0 | 0 | 0
M500RF EDWARDS | Relay Module - Analog | EM500RF | 92.49 | 19 | 0
M500SF EDWARDS | CONTROL MODULE-ANALOG | EM500SF | 92.49 | 60 | 0
M501MF EDWARDS | INTELLIGENT MINI-MONITOR MODULE | EM501MF | 69.63 | 12 | 0
MFC-A EDWARDS | Fire Control Accessory, Multi-Function Enclosure, 8""X14X3.5"", Red | EMFCA | 59.74 | 4 | 0
MMXVR EDWARDS | Standard output MULTI MODE fiber optic transceiver. Plugs into 3-FIBMB2, 3-FIBMB, or NOCF. Uses ST connectors. | EMMXVR | 81.47 | 6 | 0
MN-COM1S EDWARDS | UL 864 Listed FireWorks Communications Ethernet Port, Command & Control. Comes with power and RS232 data cables | EMNCOM1S | 511 | 4 | 0
MN-NETRLY4 EDWARDS | Ethernet controllable multi I/O module. 4 unsupervised inputs & 4 unsupervised outputs. Comes with one MN-NRKB1 | EMNNETRY4 | 317.34 | 9 | 0
MPSR1-S45W-GE EDWARDS | Manual pull station, weatherproof, Single-action, SPST, Cat 45 Key reset, terminal connections. Weatherproof backbox included. | EMPSR1S45WGE | 58.97 | 6 | 0
MPSR2-S45W-GE EDWARDS | Fire Alarm, Double-Action, SPST, Cat 45 Key Reset, Pull Lever, Wall Mount | EMPSR2S45WGE | 62.83 | 40 | 0
MR201/C EDWARDS | "DPDT" AU X RELAY, W/ ENCLOSURE-RED | EMR201C | 19.06 | 0 | 0
V-PCOS MIRTONE | Intelligent combination photoelectric and CO Sensor. | EPCOS | 79.26 | 0 | 0
3-PPS/M-230 EDWARDS | Primary Power Supply with Local Rail Module. 120V 50/60 Hz. Takes one Footprint in wallbox and one local Rail module space. Supports..one user interface module. Provides 7 A at nominal 24V dc. Provides two 3.5 Amp auxiliary power limited outputs. Charg... | EPPSM230 | 602.34 | 3 | 2
PROGCABLE-1 EDWARDS | (DISCOUNTINUED)PROGRAMMING CABLE FOR QUICKSTART SERIES. CONNECTS PC TO BAR CODE SCANNER PORT | EPROGCABLE1 | 10.09 | 0 | 0
PS10-4B EDWARDS | Power Supply, Replacement | EPS104B | 708.74 | 9 | 0
PS6 EDWARDS | (DISCONTINUED)POWER SUPPLY FOR QS4 | EPS6 | 257.7 | 0 | 0
PT-1S EDWARDS | System Printer - Desk Top Style | EPT1S | 650 | 4 | 0
PT-1S-220 EDWARDS | System Printer - Desk Top Style. Serial port connection | EPT1S220 | 550.84 | 124 | 2
QS-232 EDWARDS | UART CARD, PLUGS INTO CPU | EQS232 | 47.48 | 6 | 0
QS-FUSE EDWARDS | QS REPLACEMENT FUSE FOR PRIMARY POWER INPUT | EQSFUSE | 19.06 | 0 | 0
EDWARDS RACCDR-OUTER DOOR FOR R | EDWARDS RACCDR-OUTER DOOR FOR RACCR WALLBOX | ERACCDR | 59.74 | 29 | 0
RA-ENC1 EDWARDS | Single unit remote annunciator enclosure, 4" box mount, key locked door, plexiglass window, beige. | ERAENC1 | 51.29 | 23 | 0
RLCM/B EDWARDS | Semi-flush Wall Box - for Remote LCD Command Module | ERCLMB | 31.42 | 31 | 0
RELA-EOL EDWARDS | End of Line Relay Device - polarized | ERELAEOL | 54.28 | 35 | 0
RLCD-C EDWARDS | REMOTE ANNUNCIATOR, 4X20 CHARACTER LCD, COMMON SYSTEM INDICATORS AND CONTROLS, MOUNTS TO 4" BOX W/ SUPPLIED RING, WHITE | ERLCDC | 247.3 | 0 | 0
RLCD-R EDWARDS | REMOTE ANNUNCIATOR, 4X20 CHARACTER LCD, COMMON SYSTEM INDICATORS, RED HOUSING, MOUNTS TO 4" BOX W/ SUPPLIED RING | ERLCDR | 234.94 | 8 | 0
RLCM/B-S EDWARDS | Surface Wall Box - for Remote LCD Command Module | ERLCMBS | 31.42 | 47 | 0
RMS-1T-KO EDWARDS | Key Operated Station Red "Fire Alarm" | ERMS1TKO | 60.05 | 5 | 0
RZI16-2 EDWARDS | Remote Zone Interface Module. 16 Class B IDCs, 2 Class B Output. Bracket included. | ERZI162 | 268.389 | 1 | 0
SA-232 EDWARDS | INTERFACE CARD | ESA232 | 59.02 | 1 | 100
SA-DACT EDWARDS | UPLOAD/DOWNLOAD DIALER/MODEM, DUAL LINE | ESA-DACT | 153.47 | 82 | 0
SA-ETH EDWARDS | Ethernet Programming/Diagnostics Interface, RJ45, mounts to base plate. | ESAETH | 294 | 2 | 0
SD-2W EDWARDS | DUCT DETECTOR, 2-WIRE | ESD2W | 97.5 | 18 | 0
SD-GSK EDWARDS | Duct Detector Accessory, Gasket Kit | ESDGSK | 7.52 | 0 | 0
SD-MAG EDWARDS | Duct Detector Accessory, Magnet Test Kit | ESDMAG | 1.96 | 33 | 0
SD-PH EDWARDS | SuperDuct, Protective Housing | ESDPH | 147.6 | 38 | 0
SD-SJ EDWARDS | Duct Detector, Sensor Only, 4-Wire, RJ45 | ESDSJ | 61.654 | 0 | 0
SD-T120 EDWARDS | Duct Detector Accessory, 120"" Sampling Tube | ESDT120 | 13.18 | 7 | 0
SD-T18 EDWARDS | SAMPLING AIR TUBE, 18 INCH | ESDT18 | 7.31 | 0 | 0
SD-T24 EDWARDS | Duct Detector Accessory, 24"" Sampling Tube | ESDT24 | 7.31 | 39 | 0
SD-T36 EDWARDS | Duct Detector Accessory, 36"" Sampling Tube | ESDT36 | 7.31 | 2 | 0
SD-T60 EDWARDS | SAMPLING AIR TUEB, 60 INCHES | ESDT60 | 7.93 | 11 | 18
SD-T78 EDWARDS | Duct Detector Accessory, 78"" Sampling Tube | ESDT78 | 9.27 | 16 | 30
SD-TRK EDWARDS | SD Remote Reset/Test, 2W/SIG | ESDTRK | 31.93 | 38 | 0
SD-TRK4 EDWARDS | Duct Detector Accessory, Remote Test/Reset Station/Key | ESDTRK4 | 33.37 | 9 | 0
SD-TRM EDWARDS | SD Remote Reset/Test, 2W/SIG | ESDTRM | 24.41 | 19 | 0
SFS1-ELEC EDWARDS | Base Electronics, replacement, EST....Includes following parts: ..4X-LCD(-LC) User Interface..SFS1-CPU Main Board..Electronics Chassis..4X-LRMF Filler Plates | ESFS1ELEC | 1390.5 | 2 | 0
SIGA-MCC2A EDWARDS | Synchronized Signal Module /w 2 Risers in, 1 Output Ckt, Cl 'A' | ESGIAMCC2A | 70.56 | 53 | 0
SIGA-270 EDWARDS | MANUAL PULL STATION-SINGLE ACTION, 1-STAGE | ESIGA-270 | 47.38 | 0 | 300
SIGA-270P EDWARDS | MANUAL PULL STATION | ESIGA-270P | 59.48 | 6 | 40
SIGA-278 EDWARDS | MANUAL PULL STATION-DOUBLE ACTION, 1-STAGE | ESIGA-278 | 52.5 | 0 | 400
SIGA2-HCOS EDWARDS | INTELLIGENT SECOND GENERATION COMBINATION FIXED TEMPERATURE/ RATE-OF-RISE HEAT DETECTOR | ESIGA2-HCOS | 63.35 | 0 | 0
SIGA2-HFS EDWARDS | (DISC. USE SIGA-HFD)INTELLIGENT FIXED TEMP HEAT DETECTOR | ESIGA2-HFS | 31.93 | 0 | 0
SIGA2-HRS EDWARDS | (DISC. USE SIGA-HRD)INTELLIGENT FIXED AND RATE OF RISE HEAT DETECTOR | ESIGA2-HRS | 32.96 | 0 | 0
SIGA2-PCOS EDWARDS | (DISC. USE SIGA-PCD)CARBON&SMOKE DETECTOR W/ CO DETECTOR/SENSOR | ESIGA2-PCOS | 73.13 | 0 | 0
SIGA2-PHS EDWARDS | (DISC. USE SIGA-PHD)INTELLIGENT SECOND GENERATION 3D MUTLISENSOR DETECTOR- PHOTOELECTRIC, HEAT | ESIGA2-PHS | 53.66 | 0 | 0
SIGA2-PS EDWARDS | (DISCONTINUED USE SIGA-PD)INTELLIGENT SECOND GENERATION PHOTOELECTIC SMOKE DETECTOR | ESIGA2PS | 77.25 | 0 | 0
SIGA-AA30 EDWARDS | Intelligent Audio Amplifier - 30 Watt. Two riser inputs, 1/25 Vrms. Output selectable 25/70 Vrms. Communicates with panel via Signature or GSA Data Circuit. Mounts in 2-WB3(R), 2-WB7(R) or RACCR. | ESIGAAA30 | 262.65 | 1 | 0
SIGA-AA50 EDWARDS | Intelligent Audio Amplifier - 50 Watt. Two riser inputs, 1Vrms or 25 Vrms. Output selectable 25/70 Vrms. Communicates with panel via Signature or GSA Data Circuit. Mounts in 2-WB3(R), 2-WB7(R) or RACCR. | ESIGAAA50 | 301.38 | 4 | 0
SIGA-AB4G EDWARDS | ROUND WHITE SURFACE MOUNT BACK BOX | ESIGAAB4G | 35.64 | 645 | 0
SIGA-AB4G-LF EDWARDS | Audible Sounder Base, low frequency (520Hz), Mounts to 4” square (2-1/8 inch deep) North American electrical box. Compatible with Siga1, Siga2 and GSA series detectors. | ESIGAAB4GLF | 61.7 | 0 | 100
SIGA-APS EDWARDS | INTELLIGENT AUXILIARY POWER SUPPLY - 6.4 AMP. MOUNTS IN 2-WB7(R) OR RACCR BOXES. PROVIDES TWO 3.2 AM | ESIGAAPS | 535.81 | 15 | 0
SIGA-CC1 EDWARDS | SINGLE INPUT SIGNAL MODULE | ESIGACC1 | 49 | 51 | 0
SIGA-CC1S EDWARDS | SYNC MODULE | ESIGACC1S | 65.82 | 55 | 0
SIGA-CC2 EDWARDS | Dual Input (Riser) Module. Use for switching (selecting) either of two signal or audio input circuits to one signal output circuit. | ESIGACC2 | 56.54 | 128 | 0
SIGA-COD EDWARDS | INTELLIGENT CO DETECTOR | ESIGACOD | 57.75 | 70 | 0
SIGA-CR EDWARDS | CONTROL RELAY MODULE. SELECT FOR EITHER N.O. OR N.C. OPERATION. RATED AT 2AMPS(24Vdc) | ESIGA-CR | 46.07 | 391 | 150
SIGA-CRH EDWARDS | HIGH POWER CONTROL RELAY | ESIGACRH | 60.1025 | 11 | 0
SIGA-CRR EDWARDS | PLOARITY REVERSAL RELAY MODULE | ESIGACRR | 46.56 | 101 | 0
SIGA-CT1 EDWARDS | SINGLE INPUT MODULE | ESIGA-CT1 | 33.37 | 43 | 300
SIGA-CT1HT EDWARDS | MODULE SINGLE INPUT MODULE ENTREE SIMPLE | ESIGACT1HT | 33.7337 | 15 | 0
SIGA-CT2 EDWARDS | DUAL INPUT MODULE | ESIGA-CT2 | 55.9 | 236 | 0
SIGA-DH EDWARDS | STEEL DUCT DETECTOR HOUSING | ESIGADH | 56.96 | 8 | 0
SIGA-DTS EDWARDS | Duct Smoke Detector Test Station. 2-gang plastic plate c/w key switch, 2 keys. Use with Duct Detector Only | ESIGADTS | 46.56 | 102 | 0
SIGA-HCD EDWARDS | Multisensor Heat, and CO Detector. | ESIGAHCD | 64.251 | 50 | 0
SIGA-HDT EDWARDS | HANDHELD DIAGNOSTIC TOOL | ESIGAHDT | 362.56 | 0 | 0
SIGA-HFD EDWARDS | Intelligent Fixed Temperature Heat Detector - 135F | ESIGAHFD | 32.96 | 193 | 500
SIGA-HFS EDWARDS | INTELLIGENT FIXED TEMPERATURE HEAT DETECTOR, 135F..(DISCONTINUED: REPLACED BY SIGA-HFD) | ESIGA-HFS | 37.8 | 59 | 0
SIGA-HRD EDWARDS | Intelligent fixed temperature/Rate-of-rise heat detector (REPLACES SIGA-HRS & SIGA-HFS) | ESIGAHRD | 32.96 | 1 | 200
SIGA-HRS EDWARDS | INTELLIGENT FIXED TEMPERATURE/RATE OF RISE HEAT DETECTOR-135F, 15F PER MINUTE..(DISCONTINUED: REPLACED BY SIGA-HRD) | ESIGA-HRS | 37.8 | 0 | 0
SIGA-IB EDWARDS | Detector Base with Isolator | ESIGAIB | 26.88 | 77 | 0
SIGA-IM EDWARDS | EST ISOLATOR MODULE | ESIGA-IM | 40.07 | 12 | 30
SIGA-IO EDWARDS | INPUT/OUTPUT MODULE | ESIGA-IO | 65.82 | 57 | 0
SIGA-IPHS EDWARDS | DISCONTINUED AND REPLACED BY SIGA-PHS OR SIGA-PHD | ESIGA-IPHS | 61.7 | 0 | 0
SIGA-LED EDWARDS | FIRE ALARM INDICATOR REMOTE LED SIGNALING DEVICE | ESIGA-LED | 11.02 | 600 | 0
SIGA-MAB EDWARDS | Module Input-Output Class A/B | ESIGAMAB | 63.365 | 40 | 30
SIGA-MB4 EDWARDS | Module Mounting Bracket - for 4 inch Square Electric Box. Mounting kit allows installing 2 single gang Signature modules into a single 4..inch sq. box. | ESIGAMB4 | 11.02 | 233 | 0
SIGA-MCC1 EDWARDS | SINGLE INPUT MODULE | ESIGA-MCC1 | 46.04 | 0 | 100
SIGA-MCC1S EDWARDS | SINGLE INPUT MODULE W/ SYNCHRONIZATION OUTPUT | ESIGAMCC1S | 65.82 | 100 | 0
SIGA-MCC2 EDWARDS | DUAL INPUT SIGNAL MODULE | ESIGAMCC2 | 60.77 | 61 | 0
SIGA-MCR EDWARDS | EST CONTROL RELAY(DRY) MODULE | ESIGA-MCR | 42.23 | 63 | 0
SIGA-MCRR EDWARDS | Polarity Reversal Relay Module - UIO Mount. | ESIGAMCRR | 44.91 | 92 | 0
SIGA-MCT2 EDWARDS | DUAL INPUT MODULE- UI/O MT | ESIGAMCT2 | 54.48 | 5 | 20
SIGA-MD EDWARDS | Signature PIR Motion Detector | ESIGAMD | 78.8 | 9 | 0
SIGA-MDM EDWARDS | DIGITAL MESSAGE MODULE | ESIGA-MDM | 383.26 | 18 | 0
SIGA-MFT EDWARDS | SIGNATURE MAP FAULT FINDER TOOL | ESIGA-MFT | 212.59 | 5 | 0
SIGA-MM1 EDWARDS | MONITOR MODULE | ESIGA-MM1 | 33.5 | 23 | 0
SIGA-MP1 EDWARDS | Signature Module Mounting Plate, 1-footprint. Space for up to four 2-gang Signature modules or eight 1-gang Signature modules. | ESIGAMP1 | 15.45 | 84 | 0
SIGA-MP2 EDWARDS | Signature Module Mounting Plate, 1/2-footprint. Space for up to two 2-gang Signature modules or four 1-gang Signature modules | ESIGAMP2 | 12.05 | 71 | 0
SIGA-MRM1 EDWARDS | Riser Monitor Module - UIO Mount. Use for monitoring power, audio, or telephone riser | ESIGAMRM1 | 65.82 | 27 | 0
SIGA-OSD EST | Optical Signature detector | ESIGAOSD | 47.18 | 83 | 0
SIGA-PCD EDWARDS | Multisensor Smoke and CO Detector. Old version SIGA2 PCOS | ESIGAPCD | 73.13 | 0 | 0
SIGA-PD EDWARDS | INTELLIGENT OPTICAL SMOKE DETECTOR..(REPLACES DISCONTINUED SIGA-PS) | ESIGAPD | 39.9 | 785 | 0
SIGA-PHCD EDWARDS | MULTISENSOR SMOKE, HEAT AND CO DETECTOR | ESIGAPHCD | 78.8 | 164 | 0
SIGA-PHD EDWARDS | Intelligent Multisensor Smoke and Heat Detector...(REPLACES SIGA-PHS) | ESIGAPHD | 53 | 130 | 50
SIGA-PHS EDWARDS | INTELLIGENT 3D MULTISENSOR DETECTOR-PHOTOELECTRIC, HEAT..(DISCONTIUED:REPLACED BY SIGA-PHD) | ESIGA-PHS | 61.39 | 0 | 0
SIGA-PRO EDWARDS | (DISCONTINUED being done by PC with the 3-SDU software) SIGNATURE DEVICE PROGRAMMING/SERVICE TOOL. ALLOWS PROGRAMMING OF SIGNATURE DEVICES WITHOUT USING PC. | ESIGAPRO | 618 | 0 | 0
SIGA-PS EDWARDS | INTELLIGENT PHOTOELECTRIC SMOKE DETECTOR..(DISCONTINUED:REPLACED BY SIGA PD) | ESIGA-PS | 48.62 | 0 | 0
SIGA-RB EDWARDS | Detector Base with Form 'C' Relay | ESIGARB | 22.76 | 63 | 0
SIGA-RB4 EDWARDS | DETECTOR BASE WITH FORM 'C' RELAY 4" | ESIGARB4 | 22.76 | 218 | 0
SIGA-REL EDWARDS | Agent Releasing Module - Intelligent, 2-circuit | ESIGAREL | 218.98 | 37 | 0
SIGA-RM1 EDWARDS | Riser Monitor Module. Use for monitoring power, audio, or telephone riser | ESIGARM1 | 65.3 | 13 | 0
SIGA-RTA EDWARDS | Detector Removal Kit | ESIGARTA | 13.72 | 43 | 0
SIGA-SB EDWARDS | DETECTOR BASE-STANDARD | ESIGA-SB | 6.5 | 1075 | 0
SIGA-SDPCB EDWARDS | SUPERDUCT, REPLACEMENT PCB/SIGNATURE SENSOR KIT | ESIGASDPCB | 51.71 | 22 | 15
SIGA-ST EDWARDS | SERVICE TOOL KIT | ESIGA-ST | 25.54 | 48 | 0
SIGA-TCDR EDWARDS | Temporal Coder for SIGA-AB4GT Sounder Bases | ESIGATCDR | 57.68 | 0 | 0
SIGA-TS EDWARDS | TRIM SKIRT/RING- FOR OCTAGON ELECTRIC BOX | ESIGATS | 1.75 | 351 | 0
SIGA-TS4 EDWARDS | TRIM SKIRT/RING FOR 4" OCTAGON ELECTRIC BOX | ESIGATS4 | 1.75 | 210 | 0
SIGA-UIO2R EDWARDS | INPUT OUTPUT MOTHERBOARD MODULE-2 POSITIONS W/ RISER SELECTION | ESIGAUIO2R | 49.34 | 80 | 0
SIGA-UIO6 EDWARDS | Universal Input/Output Module Motherboard - 6 Position. Use for M series modules. | ESIGAUIO6 | 52.63 | 9 | 0
SIGA-UIO6R EDWARDS | INPUT OUTPUT MOTHERBOARD MODULE-6 POSITIONS W/ RISER SELECTION | ESIGAUIO6R | 62.42 | 122 | 0
SIGA-UM EDWARDS | UNIVERSAL CLASS A/B MODULE | ESIGA-UM | 61.8 | 0 | 40
SIGA-WTM EDWARDS | COMBINATION WATERFLOW/TAMPER MODULE. TWO CIRCUIT INPUT MODULE FOR USE WITH NORMALLY OPEN CONTACT DEVICES | ESIGA-WTM | 56 | 22 | 123
SLIC EDWARDS | (DISCONTINUED WITH NO REPLACEMENT)Signature Loop Controller w/2 NACs, supports up to 250 devices, requires 1 option space | ESLIC | 463.71 | 0 | 0
SMK EDWARDS | Smoke Power Module. 1 required per system when using Siga-UM's, GSA-UM's or MAB's for connecting to 2 wire conventional detectors | ESMK | 27.07 | 17 | 0
SRA1 EDWARDS | (DISCONTINUED)REMOTE ANNUNCIATOR FOR QS1 | ESRA1 | 288.5 | 0 | 0
SRA4 EDWARDS | (DISCONTINUED)REMOTE ANNUNCIATOR FOR QS4 | ESRA-4 | 288.5 | 0 | 0
STI-1130 STI | Stopper II with Horn (9V battery) - for Surface Stations, includes STI-3100 | ESTI1130 | 72.85 | 49 | 0
STI-1200 STI | Stopper II without Horn - for Flush Stations | ESTI1200 | 43.6 | 30 | 0
STI-1230 STI | Stopper II without Horn - for Surface Stations, includes STI-3100 | ESTI1230 | 47 | 37 | 0
STI-1250 STI | Stopper II without Horn, Weatherproof - for Flush Stations | ESTI1250 | 53.75 | 43 | 0
STI-3150 STI | WEATHER STOPPER WITHOUT HORN CLEAR SPACER | ESTI3150 | 61 | 67 | 0
V-HFD EDWARDS | Intelligent analog Fixed Temperature Heat Detector - 135F | EVHFD | 30.9 | 40 | 0
VM-SLCXB EDWARDS | Signaling Line Expansion Card – The VM-SLCXB provides up to two Class A or Class B data circuits for V-Series detectors and GSA modules. The VM-SLCXB includes one preinstalled VM-SLC signaling line circuit card. A second VM-SLC card (ordered separately... | EVMSLCXB | 635.7923 | 5 | 0
VS1-RD VIGILANT | FACP, 1 Loop, 64 intelligent devices max, 2 Class B NAC's, 4.25A power supply, Red door, 115VAC, capacity for up (2) 10a/h batteries, includes Dual line Dialer/modem, English | EVS1RD | 494 | 10 | 0
VS4-GD KIDDE | Four loop system with one 250-point loop installed. 110v, gray door, with dialer. | EVS4GD | 684.95 | 6 | 0
WG4GSKT EDWARDS | Replacement mounting gasket for use with Genesis outdoor speakers. | EWG4GSKT | 4.74 | 641 | 0
WG4RF-H EDWARDS | EDWARDS OUTDOOR WALL/..CEILING HORN ONLY | EWG4RFH | 79.93 | 43 | 0
WG4RF-HVMC EDWARDS | Outdoor Rated Wall/Ceiling Horn/strobe, RED w/FIRE marking, Standard Output Strobe, Clear Lens | EWG4RFHVMC | 80.96 | 54 | 0
WG4RF-HVMHC EDWARDS | Outdoor Rated Wall/Ceiling Horn/strobe, RED w/FIRE marking, High Output Strobe, Clear Lens. | EWG4RFHVMHC | 86.31 | 42 | 0
WG4RF-SVMC EDWARDS | Outdoor rated speaker, RED w/FIRE marking. Selectable standard output 15/29/70/87 cd. | EWG4RFSVMC | 93.687 | 1 | 20
WG4RTS EDWARDS | EDWARDS SURFACE SKIRT FOR....GENESIS RED | EWG4RTS | 12.26 | 56 | 0
WG4WF-H EDWARDS | Outdoor Rated Wall/Ceiling Horn only, WHITE w/FIRE marking. Note: Model 449 electrical box required for waterproof applications. | EWG4WFH | 65.308 | 0 | 80
WG4WF-HVMC EDWARDS | Outdoor Rated Wall/Ceiling Horn/Strobe, WHITE w/FIRE marking, Standard Output Strobe, Clear Lens. | EWG4WFHVMC | 85.08 | 34 | 0
WG4WF-SVMC EDWARDS | Outdoor Rated Strobe, WHITE w/FIRE marking, selectable standard output 15/29/70/87 cd. | EWG4WFSVMC | 93.1392 | 48 | 0
WG4WN-S EDWARDS | Outdoor rated speaker, WHITE. | EWG4WNS | 72.92 | 34 | 0
WPBB-R SIMPLEX | WP AV BACKBOX RED | EWPBBR | 21 | 0 | 0
XAL250 EDWARDS | Expansion Loop for iO500 systems, 125 detectors/125 modules, mounts on main board | EXAL250 | 486.16 | 0 | 0
F220-P BOSCH | PHOTOELECTRIC DETECTOR | F220-P | 32 | 35 | 0
4098-9601 SIMPLEX | SSD-PHOTO DETECTOR | F2-L4PQ-UQFZ | 40.34 | 0 | 450
BG-12 FIRELITE | Dual-action pull station with SPST N/O switch, screw..terminal connections, hex lock. | FBG12 | 25.214 | 1 | 30
BG-12LX FIRE LITE | Addressable Manual Pull Station, Dual-Action, , Key Lock | FBG12LX | 67 | 1 | 0
FCPS-24S8RB NOTIFIER | Replacement board for FCPS-24S8 | FCPS-24S8RB | 310 | 4 | 4
CRF-300 FIRE LITE | Addressable Relay Module -Built-In Two Form-C Relays | FCRF300 | 49.9 | 0 | 0
D355PL FIRE-LITE | INTELLIGENT NON-RELAY Duct Smoke Detector | FD355PL | 125 | 0 | 0
ES-200X FIRE LITE | F.L-198-PT INTELLIGENT..ADDRESSABLE FACP | FES200X | 959 | 2 | 0
FCPS-24FS6 FIRE LITE | Remote Power Supply/Signal Circuit Expander, 6 Amps, 2 Class A & 2 Class B or 4 Class B NACs, Integral Battery Charger capable of 18 AH, Supports System Sensor, Wheelock, & Gentex (Up to Commander 2 Only) Sync Protocol | FFCPS24FS6 | 345 | 1 | 0
FIRE LITE TRI VOLTAGE FM996 | FIRE LITE TRI VOLTAGE FM996 | FFM996 | 15 | 0 | 0
H355 FIRE LITE | Addressable Heat Detector; includes B210LP base | FH355 | 42 | 15 | 0
G1R-HDVM EDWARDS | MULTI-CANDELA HORN STROBE(RED) | FH-3BPW-15TD | 31.52 | 59 | 0
IDP-MINIMON FARENHYT | IDP-Minimon Monitor Module | FIDPMINIMON | 55.025 | 0 | 132
CMF-300 FIRE LITE | Addressable Control Module -- One Supervised, Style Y/Z (Class A/B) Notification Appliance (Bell) Circuit. | FLCMF300 | 53.9 | 11 | 0
SD355 FIRE LITE | (DISCONTINUED REPLACED BY SD365)Addressable Low-Profile Photoelectric Smoke Detector; includes B210LP base | FLSD355 | 47.5 | 0 | 0
MDF-300 FIRE LITE | Same as MMF-300, w/one additional Style B/D (Class A/B) Initiating Device Circuit | FMDF300 | 89.03 | 0 | 0
MMF-300 FIRE LITE | Addressable Monitor Module, One Style B/D (Class A/B) Initiating Device Circuit for Monitoring N/O Contact Devices, includes Polling LED | FMMF300 | 40 | 0 | 0
MMF-301 FIRELITE | The MMF-301 Mini Monitor Module is a miniature version of MMF-300. (Excludes LED and Style D option.) The MMF-301 provide two-wire, Styles A and B initiating circuits for normally open contact fire alarm and supervisory devices... | FMMF301 | 35 | 1 | 0
SD365 FIRELITE | FIRELITE - PHOTOELECTRIC..SMOKE DETECTOR....REPLACED THE SD355 | FSD365 | 49.3 | 0 | 0
129433-L3 FCI GAMEWELL | HYDROGEN SULFIDE H2S EXPLOSION PROOF SENSOR | G129433L3 | 830.1685 | 0 | 3
G1F-VM EDWARDS | (DISC. USE G1-VM) MULTI-CD STROBE-24V, WHITE W/ FIRE | G1F-VM | 24 | 0 | 30
G1-HDVM EDWARDS | MULTI-CD TEMPERAL HORN-STROBE WHITE, WALL MT | G1HDVM | 31.52 | 30 | 0
G1RF-VM EDWARDS | MULTI-CD STROBE-24V, RED W/ FIRE MARKINGS | G1RF-VM | 24 | 41 | 50
AMM-2F FCI GAMEWELL | Single Style B, Class B initiating device circuit (IDC) with a 47KW end-of-line resistor | GAMM2F | 52.19 | 18 | 150
AMM-2IF GAMEWELL | Addressable Dual Monitor Module | GAMM2IF | 60.5 | 25 | 0
AMM-4F FCI GAMEWELL | Velociti Series Addressable Monitor Module | GAMM4F | 56.5 | 40 | 0
AMM-4SF FCI GAMEWELL | ADDRESSABLE SUB-LOOP MODUEL, CLASS A | GAMM4SF | 84 | 45 | 0
AOM-2RF FCI GAMEWELL | Fire Alarm Relay Module | GAOM2RF | 53.25 | 4 | 200
AOM-2SF FCI GAMEWELL | ADDRESSABLE OUTPUT SIGNAL MODULE | GAOM2SF | 77.72 | 24 | 0
ASD-PL2F FCI GAMEWELL | addressable photoelectric smoke detector | GASDPL2F | 73.9 | 4 | 0
ASD-PL2FR GAMEWELL | ANALOG, ADDRESSABLE PHOTOELECTRONIC SMOKE SENSOR | GASDPL2FR | 76 | 0 | 0
ASD-PTL2F FCI GAMEWELL | ADDRESSABLE PHOTO THERMAL DETECTOR | GASDPTL2F | 76.1046 | 44 | 0
ATD-HL2F FCI GAMEWELL | thermal sensor 190, ivory color | GATDHL2F | 53.5535 | 12 | 0
ATD-L2F FCI GAMEWELL | fixed temperature sensor that uses a thermistor sensing circuit to product a 135°F fixed temperature alarm | GATDL2F | 48.564 | 0 | 0
ATD-L3R FCI GAMEWELL |  | GATDL3R | 44.1 | 23 | 0
ATD-RL2F FCI GAMEWELL | (DISC.)ADRESSABLE THERMAL SENSOR | GATD-RL2F | 54 | 2 | 0
GCHFWF-S2VMCH EDWARDS | Genesis High Fidelity Ceiling Speaker-strobe, white, fire marking, 25V, visual multi-candela, clear lens, High CD | GCHFWFS2VMCH | 57.37 | 193 | 0
DACT-E3 FCI GAMEWELL | Dialer Card for E-3/S-3 Fire Alarm Panel | GDACTE3 | 233.828 | 7 | 3
E3BB-RA2 FCI GAMEWELL | A2 Size, Remote enclosure, red door, w/inner door, LCD slot (LCD-E3, LCD-SLP) | GE3BBRA2 | 234.5057 | 0 | 0
GEC3-24WR GENTEX |  | GEC3-24WR | 0 | 1 | 0
GESA24PWR GENTEX |  | GESA24PWR | 0 | 0 | 0
GF510 FCI GAMEWELL | FLEX 510 CONVENTIONAL FACP, 10 ZONES, 120 VAC, W/FLPS-7 POWER SUPPLY, RED | GF510 | 915.9 | 0 | 0
GFC-ADA-ADB-KIT | Global Fire ADA(AMBER) door bell kit, includes 24VDC power supply, door bell plate, and 1 individual amber horn/strobe with white plates. | GFCADAADBT | 0 | 6 | 0
GEC3-24WR GENTEX | 24V, SELECT CANDELA, L-PRO HORN/STROBE | GGEC324WR | 48.13 | 0 | 0
GES3-24WR GENTEX | STROBE, WALL, RED Selectable CD, 24VDC | GGES24WR | 0 | 0 | 0
GFPS-6RB FCI GAMEWELL | Replacement board; GFPS-6, Fireforce 6, and snca- | GGFPS6RB | 336 | 5 | 0
GFPS-9 FCI GAMEWELL | The GFPS-9 is a notification appliance circuit and auxiliary power expander that provides up..to 9 amps of filtered, 24 volt power for powering notification appliances and auxiliary..devices. | GGFPS9 | 432 | 0 | 20
ILI-MB-E3 FCI GAMEWELL | Intelligent Loop Interface-Main Board..E3 SERIES | GILIMBE3 | 515 | 2 | 0
ILI-S-E3 FCI GAMEWELL | Intelligent Loop Interface-Main Board | GILISE3 | 590.92 | 7 | 3
1100-0399 FCI GAMEWELL | LCD-7100 REMOTE SERIAL ANNUNCIATOR, LCD DISPLAY | GLCD7100 | 427.57 | 0 | 0
LCD-E3 FCI GAMEWELL | KEYPAD ANNUNCIATOR DISPLAY | GLCDE3 | 555 | 6 | 0
LCD-SLP FCI GAMEWELL | SMART LOOP PANEL TOUCHSCREEN ANNUNCITOR DISPLAY | GLCDSLP | 522.2789 | 9 | 0
MBB-6 FCI GAMEWELL | Back box, 6 unit (requires MCH-6) | GMBB6 | 163.84 | 6 | 2
MCH-6 FCI GAMEWELL | CHASSI | GMCH6 | 40.108 | 2 | 0
MMI-10F FCI GAMEWELL | Multi-module input, 10 monitor input module | gmmi10f | 328.86 | 0 | 0
MMI-6SF FCI GAMEWELL | Multi-module input, 6 zone sub-loop module | GMMI6SF | 321.205 | 2 | 0
MMO-6RF FCI GAMEWELL | Multi-module output, 6 relay output module | GMMO6RF | 328.3566 | 4 | 2
MMO-6SF FCI GAMEWELL | MULTI-MODULE OUTPUT, 6 SIGNAL OUTPUT MODULE | GMMO6SF | 301.75 | 4 | 0
MS-7 FCI GAMEWELL | Fire Alarm Dual Action Manual Pull Station | GMS7 | 29.9 | 2 | 0
MS-7AF FCI GAMEWELL | ADDRESSABLE DOUBLE ACTION STATION | GMS7AF | 83.384 | 2 | 0
MS-7ASF FCI GAMEWELL | Manual Fire Alarm Pull station | GMS7ASF | 88.74 | 31 | 0
MS-7S FCI GAMEWELL | Manual Fire Alarm Pull Stations SINGLE ACTION | GMS7S | 24 | 53 | 56
MS95-SL FCI GAMEWELL | SINGLE ACTION PULL STATION, XP95 (APOLLO) PROTOCOL | GMS95SL | 88.11 | 14 | 0
OSI-RI-GW GAMEWELL | The OSI-RI-GW intelligent addressable reflector-type linear optical beam smoke..detector is uniquely suited for protecting large open areas with high ceilings, where..spot-type smoke detectors are difficult to install and maintain..The OSI-RI-GW..detec... | GOSIRIGW | 865.206 | 4 | 0
PM-9 FCI GAMEWELL | 9AMP POWER SUPPLY | GPM9 | 425 | 0 | 0
RCE-95 FCI GAMEWELL | Relay Control Element | GRCE95 | 68.373 | 0 | 0
SCE-95 GAMEWELL | Signal Control Element | GSCE95 | 80 | 0 | 0
SLC-PM l SLC-PMFCI GAMEWELL | SLP ADD-ON SLC MODULE, SYSTEM SENSOR. 1 LOOP-318 DEVICES. REQUIRED FOR SLP PANEL ORDER | GSLCPM | 360.5 | 3 | 0
SLP-RED FCI GAMEWELL | SMART LOOP PANEL ADDRESSABLE FACP, RED ENCLOSURE WITH 7A POWER SUPPLY, LCD-SLP DISPLAY. REQUIRES SL | GSLPRED | 1101.56 | 0 | 1
XP95A FCI GAMEWELL | DUCT SMOKE DETECTOR 55000-650 apo | GXP95A | 36.25 | 0 | 0
XP95-B4 FCI GAMEWELL | 4” mounting base with X-Pert programming card | GXP95B4 | 8.25 | 43 | 0
XP95-B6EZ FCI GAMEWELL | 6" Mounting base with X-Pert programming card | GXP95B6EZ | 10.34 | 3 | 0
XP-95P FCI GAMEWELL | XP95 PHOTOELECTRIC SMOKE DETECTOR | GXP95P | 43.168 | 2 | 0
XP95-T FCI GAMEWELL | MODEL: 55000-450APO | GXP95T | 56.85 | 242 | 200
4098-9714 SIMPLEX | SSD PHOTO SENSOR | H5-QW3P-AHE9 | 29.9 | 2841 | 14903
DCP-AMS-KL HOCHIKI | ADDRESSABLE MANUAL PULL STATION KEY LOCK ACCESS | HDCPAMSKL | 51 | 0 | 0
DCP-FRCME-P HOCHIKI | Fast Response contact module with pigtal | HDCPFRCMEP | 36.917 | 18 | 0
DT8050 HONEYWELL | DUAL TEC Motion Detector | HDT8050 | 57.5 | 10 | 0
HSB-NSA-6 HOCHIKI | 6" ANALOG SENSOR BASE | HHSBNSA6 | 0 | 88 | 0
SCR-SE-900N HID | Reader, HID iCLASS R10 SE, MiniMullion, Black (900NTNNEK00000) | HSCRSE900N | 0 | 0 | 0
TCH-B100-NS HOCHIKI | Handle Address Programer tool | HTCHB100 | 200 | 0 | 0
HTRI-D 500-033360 SIEMENS | DUAL INPUT MODULE, W/ SUPERVISION | HTRI-D | 65 | 5 | 0
4090-9051 SIMPLEX | INDET E-SERIES SUPERVISED IAM | IM-HQ6P-GNH8 | 37.95 | 90 | 600
4090-9007 SIMPLEX | 4008 ADDRESSABLE SIGNAL ZAM | IT-0H2J-JW18 | 66.67 | 34 | 25
AB4G-SB KIDDE | SURFACE BOX - FOR SOUNDER BASE USE WITH -AB4G MODELS ONLY | KAB4GSB | 7.93 | 50 | 100
FX-270 KIDDE | Pull Station, Single-Action, Metal, Rotary Dials. | KFX270 | 55.9 | 18 | 0
FX-278 KIDDE | Pull Station, Double-Action, Lexan, Rotary Dials. | KFX278 | 58 | 50 | 0
FX-2WIRE KIDDE | Analog Class A-B Two-Wire Module. | KFX2WIRE | 76.2555 | 18 | 0
FX-IDC1A KIDDE | Analog Class A Single Input Module. | KFXIDC1A | 39.875 | 20 | 0
FX-IDC2B KIDDE | Analog Dual Input Module. | KFXIDC2B | 67.9905 | 20 | 0
FX-IDCWS KIDDE | Analog Dual Input Waterflow-Supervisory Module. | KFXIDCWS | 67.86 | 20 | 0
FX-ISO KIDDE | Analog SC Fault Isolator Module. | KFXISO | 47.705 | 1 | 0
FX-NAC KIDDE | Analog AC Module. | KFXNAC | 78.5465 | 16 | 0
FX-PDD KIDDE | Intelligent Addressable Optical Duct Detector | KFXPDD | 75.9668 | 16 | 0
FX-RLY KIDDE | Analog Contact Relay Module. | KFXRLY | 54.955 | 10 | 0
KI-ABDT KIDDE | AUDIBLE SOUNDER BASE FOR CO AND FIRE DETECTORS | KKIABDT | 37.08 | 0 | 0
KI-ABLT KIDDE | LOW FREQUENCY AUDIBLE SOUNDER BASE FOR CO AND FIRE DETECTORS | KKIABLT | 68.45 | 0 | 0
KI-ABST KIDDE | AUDIBLE SOUNDER BASE FOR FIRE DETECTORS | KKIABST | 38.63 | 100 | 0
KI-HFD KIDDE | Intelligent analog Fixed Temperature Heat Detector - 135F | KKIHFD | 31.42 | 16 | 0
KI-HRD KIDDE | Intelligent analog Fixed Temperature / Rate-of-Rise Heat Detector - 135F, 15F per minute | KKIHRD | 31.42 | 49 | 0
KI-IB KIDDE | Detector Base with Isolator | KKIIB | 26.78 | 49 | 0
KI-PCD KIDDE | Multisensor Smoke and CO Detector. | KKIPCD | 75.4 | 165 | 0
KI-PD KIDDE | Intelligent analog Photoelectric Smoke Detector....REPLACED KIDDE V-PS | KKIPD | 41.1 | 38 | 0
KI-PHD KIDDE | Intelligent analog photoelectric and thermal Multisensor Detector | KKIPHD | 52.53 | 49 | 0
KI-RB KIDDE | Detector Base with Form 'C' Relay | KKIRB | 22.66 | 58 | 0
KIR-PD KIDDE | Intelligent Optical Smoke Detector | KKIRDPD | 25.45 | 43 | 35
KIR-HD KIDDE | Intelligent fixed temperature/Rate-of-rise heat detector | KKIRHD | 21.49 | 0 | 1
KIR-PHD KIDDE | Intelligent Multisensor Smoke and Heat Detector | KKIRPHD | 32.24 | 0 | 0
KI-SB KIDDE | STANDER BASE | KKISB | 5.81 | 1 | 0
KI-SB4 KIDDE | Detector Base - Standard, for 4 inch sq. box, includes -TS4 skirt | KKISB4 | 7.73 | 33 | 0
VS1-G VIGILANT | FACP, 1 Loop, 64 intelligent devices max, 2 Class B NAC's, 4.25A power supply, Gray door, 115VAC, capacity for up (2) 10a/h batteries, English | KVS1G | 450 | 8 | 0
VS1-GD VIGILANT | FACP, 1 Loop, 64 intelligent devices max, 2 Class B NAC's, 4.25A power supply, Gray door, 115VAC, capacity for up (2) 10a/h batteries, includes Dual line Dialer/modem, English | KVS1GD | 494 | 11 | 0
VS1-RE KIDDE | Replacement electronics assembly, one loop, VS series, English. | KVS1RE | 413.03 | 2 | 0
LNL-1100 LENEL | SECURITY ALARM INPUT CONTROL MODULE BOARD, SERIES 1 | L1100 | 135 | 8 | 0
LNL-1200-S3 LENEL | OUTPUT CONTROL MODULE | L1200 | 620 | 0 | 0
LNL-1300-S3 LENEL | SINGLE READER INTERFACE MODULE | L1300S3 | 269.9 | 3 | 0
LNL-1320-S3 LENEL | DUAL READER INTERFACE MODULE | L1320S3 | 545.29 | 0 | 6
LNL-X3300 LENEL | Intelligent System Controller | L3300 | 1614.45 | 4 | 0
2099-9754 SIMPLEX | PULL STATION S/A, IN/O0 | L6-QMYZ-MHTW | 34 | 37 | 40
LNL-1100-S3 LENEL | SECURITY ALARM INPUT CONTROL MODULE BOARD, SERIES 3 | LLNL1100S3 | 575 | 0 | 5
LNL-1300E LENEL | IP-Based Single Door Interface - support 2 readers W/M/OSDP. Can be used as an alarm panel, without readers; 4 inputs and 2 Relay Outputs. PoE or 12 VDC Power Input. Communicates via IP to Controller (LNL-2210, LNL2220, LNL-3300). Requires OnGuard... | LLNL1300E | 623.5 | 0 | 0
LNL-2220 LENEL | Intelligent Dual Reader Controller – 12 or 24 VDC @ 700mA, size (6" (152mm) W x 8" (203mm) L x 1" (25mm)H), (5 year lithium battery or 3 months full run) 6 MB standard cardholder flash memory, 50,000 of Event memory, maximum of 32 devices, On-board Eth... | LLNL2220 | 1425 | 3 | 0
LNL-AL600ULX-4CB6 LENEL | Lenel UL Listed Power Supply – 12VDC 6A output, 115VAC (1.6 amps) input, continuous..supply current with enclosure (24” x 18” x 4.5”), lock, tamper switch, power distribution module,..UPS capable (Battery Optional) UL & CUL Approved (can house six stan... | LLNLAL600ULX4CB6 | 565 | 2 | 0
LNL-X2220 LENEL | Intelligent Dual Reader Controller – 12 or 24 VDC @ 700mA, size (6" (152mm) W x 8" (203mm) L x 1" (25mm)H), (5 year lithium battery or 3 months full run) 6 MB standard cardholder flash memory, 50,000 of Event memory, maximum of 32 devices, On-board Eth... | LLNLX2220 | 1425 | 2 | 0
LNL-AL400ULX LENEL | Lenel UL Listed 4A, 110VAC Power Supply – 12VDC 4A output, 115VAC input, continuous supply current with enclosure (15.5” x 12.5” x 4.5”), lock, tamper switch, UPS capable (Battery Optional) UL & CUL Approved | LNLAL400ULX | 380 | 5 | 0
FPP-RNAC-8A-4C BOSCH | REMOTE NOTIFICATION APPLIANCE CIRCUIT POWER SUPPLY | LV-5VPR-FYW1 | 334 | 10 | 0
ALCN-792D MIRCOM | Daughter board for ALC-792MISO Quad Loop Controller Module..Connects to ALCN-792MISO to provide two additional intelligent loops | MALCN792D | 605.92 | 0 | 0
B210LP MIRCOM | 200 Series Low Profile Intelligent Base c/w Flange | MB210LP | 8.96 | 0 | 20
B501 MIRCOM | Intelligent Base 200 or 500 Series "no flange" | MB501 | 7.28 | 0 | 0
BB-700 MIRCOM | Series 700 Surface Mount Backbox Red | MBB700 | 9 | 0 | 0
BB-700WP MIRCOM | Series 700 Weather Proof Surface Mount Backbox Red | MBB700WP | 29.68 | 0 | 0
MBK-3 SIEMENS |  | MBK-3 | 0 | 0 | 0
BPS-802 MIRCOM | Nac Power Extender Input 120VAC Output 12/24VDC @ 6.5AMP Class2 | MBPS802 | 530 | 4 | 0
CR-6 MIRCOM | Six Addressable Relay Control Module..Complete with 6 Form 'C' Contacts..Address Set from 01 to 94 Module Assigns Next 5 Addresses..Provision for Disabling 3 Addresses Mounts in BB-2 or BB-6 | MCR6 | 217.84 | 0 | 0
CS-MIR-0-0 MIRCOM | Clam Shell Proximity Card | MCSMIR00 | 3 | 0 | 15
DM-1008A MIRCOM | 8 Class B (Style B) or 4 Class A (Style D) Initiating Ccts. Bi-Colored Alarm/Supervisory LED..Zoned Trouble LED. Uses one Module Space | MDM1008A | 155.12 | 0 | 0
DSPL-420 MIRCOM | Main LCD Display c/w 4 line by 20 character backlit LCD display. Common Controls, Four Event Display Queues, Alarm, Supervisory, Trouble and Monitor LEDs. Mounts in a BBX-FXMNS or BB-5000 Series enclosure. | MDSPL420 | 293.44 | 0 | 0
FH-400-RR MIRCOM | Red Wall/Ceiling Mount Horn | MFH400RR | 23.52 | 0 | 0
FHS-400-RR MIRCOM | Red Wall Mount Horn/Strobe | MFHS400RR | 45.36 | 0 | 0
FNC-2000 MIRCOM | Fire Network Controller Module. Mounts in Main Control Unit. | MFNC200 | 583.52 | 0 | 0
FS-400-RR MIRCOM | Red Wall Mount Strobe | MFS400RR | 34.72 | 0 | 10
FX-2000MNS MIRCOM | FleX-Net FXMNS Network Intelligent Fire Alarm Control Chassis c/w .. 1 Analog Loop Controller (99 Sensors & 99 Modules).. 4 Class A/B (Style Z/Y) Indicating Circuits @ 1.7 Amps each.. Space for up to 9 adder modules..Supports... | MFX2000MNS | 1111.6 | 0 | 0
FX-2003-12NXTDS MIRCOM | Network Fire Alarm Control Expanded Chassis c/w .. 1 Analog Loop Controller (159 Sensors & 159 Modules) .. 1 20 Character by 4 Line Back-Lit LCD Display.. 4 Class A/B (Style Z/Y) Indicating Ccts @ 1.7 Amps Each.. Four Event Di... | MFX200312NXTDS | 1514.24 | 0 | 0
CFG-300 MIRCOM | Service Programming Tool for LED Panels and Digital Communicators | MGCF300 | 64.96 | 0 | 0
GL-007K MIRCOM | Replacement Acrylic Break Glass Rods for MS-700 Series (pkg. of 12) | MGL007K | 10.64 | 39 | 20
GSA-CC1 MIRTONE | SINGLE INPUT SIGNAL MODULE | MGSA-CC1 | 58.75 | 11 | 0
GSA-CR MIRTONE | CONTROL RELAY | MGSA-CR | 48.5 | 1 | 0
GSA-PS MIRTONE | INTELLIGENT PHOTOELECTRIC SMOKE DETECTOR....DISC AND | MGSAPS | 49.12 | 10 | 0
GSA-SB MIRTONE | DETECTOR BASE- STANDARD | MGSA-SB | 9 | 19 | 0
IM-10 MIRCOM | Ten Input Monitor Addressable Module..Supports N/O Contact Inputs Only..Configurable for Any Input Type.. | MIM10 | 229.6 | 12 | 3
INX-10A MIRCOM | Intelligent NAC Expander/Power Supply c/w 10 Amp configuration.. 120/240 operation, 14 Address functions, Five Class B (Style Y) or Class A (Style Z) synchronized output circuits .Front panel configurable.Red door and black enclosure | MINX10A | 583.52 | 4 | 0
KP-6840-GR-MP MIRCOM | Keypad with Integrated Proximity Reader | MKP6840GRMP | 201.6 | 13 | 2
KT-MIR-0-0 MIRCOM | Key Tag Must be ordered in blocks of 10. | MKTMIR00 | 4 | 0 | 0
KT-MIR-0-37 MIRCOM | ..Keytag, Mircom Format (MUST ORDER IN GROUPS OF 10) | MKTMIR037 | 4 | 0 | 0
M500X MIRCOM | Line Isolator Module. Mounts in 4" Square Back Electrical Box by others | MM500X | 47.6 | 0 | 0
MCP5A MIRCOM | MCP5A-RP01FG01 Intelligent Call Point, Flush, Red. Break Glass Included, Add Sr Back Box For Surface Mount...Replaces M500Kac | MMCP5A | 69.44 | 0 | 0
MIX-2251AP MIRCOM | Advanced Protocal Intelligent Photoeletric Sensor. Requires a 200 Series Base. | MMIX2251AP | 55.44 | 0 | 0
MIX-2251B MIRCOM | Low profile 200 series intelligent photoelectric sensor, plug in. Requires a low profile 200 series base | MMIX2251B | 42 | 0 | 0
MIX-2251TAP MIRCOM | Advanced Protocol Intelligent Photoelectric Sensor c/w 135 Fixed Thermal Detector Requires a 200 Series Base. | MMIX2251TAP | 72.24 | 0 | 10
MIX-2251TMAP MIRCOM | Advanced Protocol 'ACCLIMATE' Dual Photo, Heat Intelligent Sensor. Requires a 200 Series Base. | MMIX2251TMAP | 72.24 | 0 | 8
MIX-5251AP MIRCOM | Advanced Protocol Intelligent Thermal Sensor, FT 135F. Requires a 200 Series Base. | MMIX5251AP | 43.68 | 0 | 16
MIX-5251HAP MIRCOM | Advanced Protocol Intelligent Thermal Sensor, FT 190 F Requires a 200 Series Base. | MMIX5251HAP | 43.68 | 0 | 20
MIX-5251RAP MIRCOM | Advanced Protocol Intelligent Thermal Sensor, FT & ROHR 135F. Requires a 200 Series Base. | MMIX5251RAP | 43.68 | 0 | 0
MIX-M500DM MIRCOM | Intelligent Dual Input Monitor Module. Requires Two Consecutive Addresses..Supports N/O Devices Only. Wired in Class B or Style B Only ..Mounts in 4" Square Electrical Backbox by Others | MMIXM500DM | 87.36 | 0 | 0
MIX-M500DMAP MIRCOM | Intelligent Dual Input Monitor Module. Requires Two Consecutive Addresses..Supports N/O Devices Only. Wired in Class B or Style B Only ..Mounts in 4" Square Electrical Backbox by Others | MMIXM500DMAP | 77.84 | 0 | 10
MIX-M500FP MIRCOM | Addressable Firephone Module | MMIXM500FP | 95.2 | 0 | 0
MIX-M500M MIRCOM | Montior Module | MMIXM500M | 49.84 | 0 | 0
MIX-M500MAP MIRCOM | Intelligent Monitor Module. Supports N/O Devices Only . Wired in Class A, Style D or Class B, Style B ..Mounts in 4" Square Electrical Backbox by Others | MMIXM500MAP | 49.84 | 0 | 0
MIX-M500R MIRCOM | Relay Output module | MMIXM500R | 58.8 | 0 | 0
MIX-M500RAP MIRCOM | Relay Control Module | MMIXM500RAP | 61.6 | 0 | 0
MIX-M500S MIRCOM | Supervised Output module | MMIXM500S | 64.4 | 0 | 0
MIX-M500SAP MIRCOM | Advanced Protocol Intelligent Supervised Output Module. Mounts in 4" Square Electrical Backbox by Others | MMIXM500SAP | 61.6 | 0 | 14
MIX-M501M MIRCOM | Mini Monitor Module | MMIXM501M | 42 | 0 | 0
MIX-M501MAP MIRCOM | Advanced Protocol; Intelligent Monitor Mini Module. Supports N/O Devices Only. Wired in ClassB, Style B. Mounts in 4'' Square Back Electrical Box by Other | MMIXM501MAP | 42 | 0 | 60
MIX-M502M MIRCOM | Zone interface module supports 2 wire smoke detectors | MMIXM502M | 70.56 | 0 | 0
MIX-M502MAP MIRCOM | Advanced Protocol Universal Intelligent Monitor Module..Supports 2 Wire Conventional Smoke Detectors & N/O Devices ..Wired in Class A, Style D or Class B, Style B. Mounts in 4" Square Electrical Backbox by Others | MMIXM502MAP | 73.92 | 0 | 10
MS-710APU MIRCOM | INTELLIGENT AP DUAL ACTION MANUAL STATION-RED | MMS710APU | 77.28 | 0 | 0
QAA-5160-70/25 MIRCOM | Field Selectable 70 or 25 Volt 60 Watt Amplifier c/w 1- 60 Watt Supervised Paging/Speaker Circuit, Class A/B (Style Z/Y). Mounts in QMB-5000B Card Cage or QMB-5000N Amplifier Cage | MQAA51607025 | 648.48 | 0 | 0
QAA-5230-70/25 MIRCOM | Field Selectable 70 or 25 Volt Dual 30 Watt Amplifiers c/w 2-30 Watt Supervised Paging/Speaker Circuits, Class A/B (Style Z/Y). Mounts in QMB-5000B Card Cage or QMB-5000N Amplifier Cage | MQAA52307025 | 680.96 | 0 | 0
RAM-3500-LCD MIRCOM | FX-3500 Remote LCD Annunciator c/w 4 x 20 Character Back-Lit LCD Display, Four Event Display Queues Common Controls, Mounts in BB-1000, BB-5008 or BB-5014 Enclosures | MRAM3500 | 740.88 | 0 | 0
RAXN-LCD MIRCOM | NTWK FX-2000 REMOTE SHARED DISPLAY | MRAXNLCD | 0 | 3 | 0
RB-FX2000MN MIRCOM | Replacement Network Main Control Board | MRBFX2000MN | 1271.76 | 0 | 0
RM-1008A MIRCOM | 8 Auxiliary Programmable Relays . Form 'C' Contact Rated for 28 VDC @ 1 Amp..Uses One Module Space | MRM1008A | 155.12 | 0 | 0
SGM-1004A MIRCOM | 4 Class A/B (Style Z/Y) Indicating Ccts Rated @ 1.7 Amps..Remote Signal Silence Input per Signal card. Uses One Module Space | MSGM1004A | 159.04 | 0 | 0
SR-2400-GR-MP MIRCOM | Multi Protocol Mullion Mount,..125 KHz Prox Reader. (Replaced SR-2400MI-GR-MP) | MSR2400GRMP | 89.6 | 0 | 5
TC-330U MIRCOM | Flush Mount Enclosure Cover | MTC330U | 61.6 | 0 | 0
TX3-CX-1NP MIRCOM | Single Door Control Module - Please refer to the installattion | MTX3CX1NP | 501.2 | 0 | 1
TX3-CX-2K-A MIRCOM | Two Door controller kit with IP capability, Order TX3-IP Mdule for TCP/IP. | MTX3CX2KA | 777.84 | 0 | 0
TX3-IP MIRCOM | Add-on IP Module, only compatible to suffix"-A" panels | MTX3IP | 72.8 | 0 | 0
TX3-P300-HA MIRCOM | Mini Mullion Mount Reader, 3.2" x 1.7" x 0.7". | MTX3P300HA | 85.68 | 0 | 0
UDACT-300A MIRCOM | Digital Alarm Communicator Transmitter/Dialer Module Requires Two Telephone Lines..Transmits Common Alarm, Supervisory & Trouble..Programmable for SIA or Ademco Contact ID Protocols..CFG-300 Configuration Tool for Dialer Set-up | MUDACT300A | 227.36 | 0 | 0
UIMA MIRCOM | Universal Programming Tool c/w Serial or USB Input. Serial & USB Interconneting Cables. USB Driver Software Disk | MUIMA | 115.36 | 0 | 0
17003 NOTIFIER | FireLite key only | N17003 | 7.8 | 245 | 0
17021 NOTIFIER | Notifier key only. | N17021 | 7.43 | 124 | 0
17045 NOTIFIER |  | N17045 | 8.2 | 15 | 0
18439 NOTIFIER | Chassis used with BB-XP | N18439 | 13 | 3 | 0
302-AW-194 NOTIFIER | 194 °F (90° C) vertical mount, for indoor or outdoor use. | N302AW194 | 30 | 11 | 0
B710LPBP NOTIFIER (DISCONTINUED | FIRE ALARM BASE MODEL | N701LP | 15 | 0 | 0
75554 NOTIFIER | Laptop to NUP port programming cable | N75554 | 17.9 | 68 | 0
75565 NOTIFIER |  | N75565 | 23.66 | 20 | 0
VSP-005 VESDA | FILTER CARDRIDGE | N9-VLH5-2ABW | 49.5 | 360 | 0
AA-120 NOTIFIER | 120 Watt Audio Amplifier @ 25 VRMS w/built-in tone generator, 120 VAC. | NAA120 | 1040 | 2 | 0
AA-30 NOTIFIER | 30 Watt Audio Amplifier @25 VRMS, 120 VAC | NAA30 | 522.9126 | 2 | 1
ABF-1DB NOTIFIER | Annunciator flush box. One module. Attractive glass door & key lock. | NABF1DB | 105 | 1 | 0
ABS-1B NOTIFIER | Annunciator Surface Box. Mounts one annunciator module | NABS1B | 40.15 | 25 | 0
ABS-2D NOTIFIER | Surface (or semi-flush) mount backbox...Used with the ACS annunciators, SCS Series, NCA and..NCA-2 black. | NABS2D | 142.2 | 2 | 0
ACM-24AT NOTIFIER | ONYX series ACS annunciator; up to 96 points of annunciation with Alarm or Active LED, Trouble LED..and switch per circuit. Active/Alarm LEDs can be programmed (by powered up switch selection) by..point to be Red, Green or Yellow and the trouble LED is... | NACM24AT | 427 | 6 | 0
ACM-48A NOTIFIER |  | NACM48A | 328 | 1 | 0
ACM-8R NOTIFIER | Annunciator control module 8 relays | NACM8R | 230 | 1 | 0
ACPS-610 NOTIFIER | Addressable Charging Power Supply - 6 or 10 amps; mounts in CAB-PS1, CAB-3/4,EQ Cabx, BB-25, or..CHS-PS1; comes with the PK-PPS programming utility. Windows® PC and USB cable required for..programming. | NACPS610 | 790 | 10 | 0
ACPS-610E NOTIFIER | -Charger Power Supply - 6 or 10 amps; mounts..in CAB-PS1, CAB-3/4, EQ Cabx, BB-25 or..CHS-PS1 | NACPS610E | 869 | 2 | 0
ADP2-640 NOTIFIER | NOTIFIER DRESS PLATE USED W/CPU2-640 | NADP2640 | 47.572 | 1 | 0
ADP-4B NOTIFIER | NOTIFIER DRESS PLATE,..ANNUNCIATOR | NADP4B | 48.86 | 1 | 0
AEM-24AT NOTIFIER |  | NAEM24AT | 330.4686 | 0 | 0
AEM-48A NOTIFIER |  | NAEM48A | 305.2 | 3 | 0
AFAWS-BX NOTIFIER | FIRE ALARM TELEPHONE FLUSH MOUNT BACK BOX | NAFAWS-BX | 52 | 8 | 0
AFAWS-LR NOTIFIER | Door, Flush Mount, Latch Style Lock. | NAFAWSLR | 78.65 | 7 | 0
AFAWS-LS NOTIFIER | DOOR,SURFACE MOUNT, LATCH STYLE | NAFAWS-LS | 94 | 30 | 0
AFAWS-TELA NOTIFIER | TELEPHONE CHASSIS W/ ARMORED COIL CORD | NAFAWS-TELA | 184 | 11 | 0
AKS-1B NOTIFIER | Annunciator key switch. Black label with white letters. | NAKS1B | 37.9 | 9 | 0
AMPS-24 NOTIFIER | Addressable Power Supply, 120 VAC (NFS-3030/NFS2-3030) | NAMPS24 | 800 | 9 | 0
AMPS-24E NOTIFIER | - Addressable Power Supply, 240 VAC..(NFS-3030/NFS2-3030) | NAMPS24E | 890 | 0 | 3
N-ANN-80 NOTIFIER | Remote LCD annunciator mimics the FACP display, 80 character display. Black | NANN80 | 217 | 3 | 0
APS2-6R NOTIFIER | AUXILIARY POWER SUPPLY | NAPS26R | 394 | 4 | 0
B110LP NOTIFIER | Base, 2-Wire, Low-Profile, Flanged, 12/24VDC | NB110LP | 9.9 | 350 | 1000
B200SR NOTIFIER | SOUNDER BASE INTELLIGENT SMOKE/ FIRE ALARM | NB200SR | 54.09 | 38 | 0
B210LP NOTIFIER | FIRE ALARM SMOKE DETECTOR BASE | NB210LP | 7 | 1713 | 0
B224BI NOTIFIER | Intelligent Isolator detector..base; White | NB224BI | 32.774 | 0 | 0
B224RB SYSTEM SENSOR | Intelligent Relay base. | NB224RB | 39.2735 | 15 | 0
B300-6 NOTIFIER | 6” BASE LOW-PROFILE, STANDARD FLANGED, WHITE | NB3006 | 7.1 | 0 | 0
B300-6-IV NOTIFIER | 6” BASE LOW-PROFILE, STANDARD FLANGED, IVORY | NB3006IV | 9.5 | 247 | 0
B501 NOTIFIER | INTELLIGENT DETECTOR BASES WITHOUT FLANGE | NB501 | 9.1 | 0 | 1500
B501BP NOTIFIER | INTELLIGENT DETECTOR BASES WITHOUT FLANGE (LOT OF 10 UNITS) | NB501BP | 90 | 1615 | 0
BAT-121000 NOTIFIER |  | NBAT12100 | 460 | 0 | 0
BAT-12550 NOTIFIER | Battery, 12 volt, 55 AH. | NBAT12550 | 228.9 | 12 | 0
BAT-1270 NOTIFER | BAT-1270 (12v, 7aH) NOTIFIER | NBAT1270 | 45.93 | 0 | 0
BB-100 NOTIFIER | BATERRY ENCLOSURE | NBB100 | 279.4005 | 0 | 0
BB-25 NOTIFIER | Cabinet, mounts up to six XP6 boards or ACPS-610 (XP6 modules require a CHS-6 in addition to BB-25). | NBB25 | 121.77 | 9 | 0
BDA-70V NOTIFIER | Back up aplifier 70v DAX or DAA2 series | NBDA70V | 295.34 | 5 | 0
BEAMLRK NOTIFIER | LONG RANGE KIT FOR USE WITH REFLECTIVE PROJECTED BEAM SMOKE DETECTOR | NBEAMLRK | 82.62 | 14 | 0
BMP-1 NOTIFIER | Blank module dress plate; used to cover annunciator positions. Also mounts some option modules | NBMP1 | 21.5 | 5 | 0
BNG-1 NOTIFIER | (DISCONTINUED)Formed aluminum single action station; w/red letters & spring retainer. | NBNG1 | 21.5 | 0 | 0
BNG-1R NOTIFIER | FORMED ALUMINUM SINGLE ACTION | NBNG1R | 23.25 | 0 | 90
BP2-4 NOTIFIER | Battery Dress Panel for CAB-4 Series; for use with the NFS2-3030, NFS2-640, NCA-2, and DVC systems. | NBP24 | 48.6 | 2 | 0
CA-1 NOTIFIER | Chassis, DVC, One Row | NCA1 | 49 | 0 | 20
CA-2 NOTIFIER |  | NCA2 | 215 | 0 | 0
CAB-PS1 NOTIFIER | Cabinet | NCABPS1 | 56.518 | 18 | 0
CAB-RP NOTIFIER | Cabinet for DVC-RPU, Black | NCABRP | 340 | 0 | 0
CFFT-1 NOTIFIER | Single new chassis for mounting FireFighter’s Telephone. Includes CFFT-1 chassis, phone well, TELH-1..and hardware. Order DP-CFFT dress plate separately | NCFFT1 | 125 | 11 | 0
CHS-2D NOTIFIER | Chassis to mount NCA-2 in ABS-2D | NCHS2D | 27 | 11 | 0
CHS-4L NOTIFIER | Chassis, low profile, for mounting the AA-30, LDM | NCHS4L | 62.5 | 14 | 0
CHS-6 NOTIFIER | CHASSIS | NCHS-6 | 36.5 | 33 | 0
CHS-M3 NOTIFIER | Mounting Chassis, used for CPU-3030, CPU2-3030, and NCA-2. | NCHSM3 | 99 | 2 | 0
CMIC-1 NOTIFIER | Chassis with Paging Microphone with well; used with CA-1 | NCMIC1 | 145 | 0 | 0
CMIC-RP NOTIFIER | Microphone and well for CAB-RP | NCMICRP | 160 | 0 | 0
CPU2-3030D NOTIFIER | INTELLIGENT ADDRESSABLE CONTROL PANEL WITH DISPLAU | NCPU2-3030D | 1590 | 15 | 10
CPU2-640 NOTIFIER | FIRE ALARM SIGNAL CONTROL UNIT CONTROL PANEL | NCPU2-640 | 1184.01 | 0 | 0
CPU2-640E NOTIFIER | - Central Processing Unit for the NFS-640 with..integral 240v power supply, includes Chassis. | NCPU2640E | 1350 | 3 | 0
DAA2-5025 NOTIFIER | Digital Amplifier, 50W, 25V, 120 VAC | NDAA25025 | 941.63 | 0 | 0
DAA2-7525 NOTIFIER | Digital Amplifier 75W, 25V, 120 VAC | NDAA27525 | 940 | 0 | 0
DP-1B NOTIFIER | Dress panel blank; covers unused cabinet row(s), painted black. | NDP1B | 31.85 | 1 | 14
DPA-1 NOTIFIER | Dress Plate, DVC, One Row | NDPA1 | 42.78 | 6 | 0
DP-DISP NOTIFIER | Dress plate, display, black | NDPDISP | 51.5 | 5 | 0
DP-DISP2 NOTIFIER | Dress Plate used when CPU2-640 is mounted on top row. | NDPDISP2 | 53 | 31 | 0
DR-A4 NOTIFIER | Door, lock & keys. Accepts 1 chassis, black. | NDRA4 | 179 | 5 | 0
DR-B4 NOTIFIER | DOOR ASSEMBLY (BLACK) | NDRB4 | 199.78 | 6 | 4
DR-D4 NOTIFIER | DOOR ASSEMBLY, WINDOW, FOUR TIERS, BLK | NDR-D4 | 350 | 0 | 0
DVC NOTIFIER | The DVC is the heart of an integrated, full-featured Audio..Command Center. The DVC Digital Voice Command combines..the capabilities of a powerful digital audio processor, an eventdriven audio message generator, and a router. Designed for..use with DAA... | NDVC | 0 | 1 | 0
DVC-AO NOTIFIER | Digital Voice Command, Analog Output | NDVCAO | 146.5 | 2 | 0
DVC-EM NOTIFIER | Digital Voice Command, Extended memory | NDVCEM | 980 | 0 | 0
DVC-KD NOTIFIER | DIGITAL VOICE COMMAND KEYPAD & DISPLAY | NDVC-KD | 240 | 0 | 0
DVC-RPU NOTIFIER |  | NDVCRPU | 1288 | 1 | 0
EQDR-B4 NOTIFIER | NOTIFIER DOOR,W/LOCK-..KEYS,"VENTED",F/B | NEQDRB4 | 200 | 9 | 0
FAPT-851 NOTIFIER | Acclimate™ Intelligent Photo Thermal Detector; with FlashScan | NFAPT851 | 59.9 | 2 | 500
FCM-1 NOTIFIER | FIRE ALARM MONITOR MODULE CONTROL RELAY | NFCM-1 | 53.5 | 39 | 0
FCM-1-REL NOTIFIER | Addressable Releasing Module, FlashScan only. | NFCM1REL | 124.5 | 69 | 0
FCO-851 NOTIFIER | IntelliQuad PLUS Intelligent addressable combination multi-criteria fire and carbon monoxide (CO)..detector with FlashScan. Combines photoelectric, thermal, infrared and CO sensors to detect fire /..smoke. CO level is also monitored and reported separa... | NFCO851 | 139.26 | 0 | 30
FCO-951 NOTIFIER | NOTIFIER - MULTI-CRITERIA FIRE....CO WHITE | NFCO951 | 147.196 | 24 | 0
FCO-951-IV NOTIFIER | IntelliQuad® PLUS Intelligent addressable combination multi-criteria fire and carbon monoxide (CO) detector with..FlashScan & CLIP. Ivory | NFCO951IV | 158.7 | 0 | 0
FCPS-24S6R NOTIFIER | 6.0 amps, 120 VAC remote charger power supply. Includes main printed circuit board, transformers..and installation instructions. Red | NFCPS246R | 325 | 0 | 0
FCPS-24S6 NOTIFIER | POWER SUPPLY FOR FIRE PROTECTION ALARM SIGNAL DEVICES | NFCPS-24S6 | 340 | 9 | 10
FCPS-24S6RB NOTIFIER | Replacement board for FCPS-24S6 | NFCPS24S6RB | 278.5 | 10 | 0
FCPS-24S8 NOTIFIER | POWER SUPPLY FOR FIRE PROTECTION ALARM SIGNAL DEVICES | NFCPS-24S8 | 399 | 0 | 25
FCPS-24S8R NOTIFIER | 8.0 amps, 120 VAC remote charger power supply. Includes main printed circuit board, transformers and installation instructions. Red | NFCPS24S8R | 377 | 1 | 0
FDM-1 NOTIFIER | DUAL MONITOR MODULE | NFDM-1 | 75.46 | 76 | 60
FDU-80 NOTIFIER | 80 Character Display Annunciator. “Security Keypad” mechanical design. For use with the NFS-320,..NFS2-640, NFS-640, NFW2-100, and NFW-100 | NFDU80 | 385 | 4 | 0
FHS NOTIFIER | Fireman’s Telephone Hand Set | NFHS | 77.9 | 6 | 0
FHSC-S NOTIFIER | Fire Phone storage cabinet, surface mount, holds 6 phones. | NFHSCS | 220 | 1 | 0
FM998 NOTIFIER | NOTIFIER DR HOLDER QUADV REC WALL | NFM998 | 58 | 18 | 0
FMM-1 NOTIFIER | MONITOR MODULE WITH FLASH SCAN | NFMM-1 | 43.25 | 10 | 110
FMM-101 NOTIFIER | MONITOR MODULE | NFMM-101 | 35.63 | 25 | 200
FPJ NOTIFIER | Fireman’s Phone Jack on a single gang plate. | NFPJ | 24.7 | 142 | 0
FRM-1 NOTIFIER | RELAY CONTROL MODULE | NFRM-1 | 55.45 | 88 | 60
FSB-200 NOTIFIER | PROJECTED BEAM SMOKE DETECTOR | NFSB200 | 791.2235 | -11 | 55
FSB-200S NOTIFIER | Intelligent beam smoke detector with integral sensitivity..test. | NFSB200S | 885.11 | 6 | 0
FSC-851 NOTIFIER | QUAD INTELLIGENT DETECTOR-CO/IR/PHOTO/HEAT | NFSC-851 | 127.246 | 28 | 30
FSL-751 NOTIFIER | (DISCONTINUED USE FSV-951R-IV) LASER DETECTOR | NFSL751 | 140.9 | 0 | 0
FSP-851R NOTIFIER | PHOTOELECTRIC DETECTOR REMOTE TEST CAPABLE | NFSP-851R | 57.89 | 0 | 0
FSP-851T NOTIFIER | PHOTOELECTRIC DETECTOR W/ HEAT 135F | NFSP851T | 59.2 | 12 | 0
FSP-951 NOTIFIER | PHOTO SENSOR HEAD, WHITE - FlashScan Technology | NFSP951 | 43 | 0 | 0
FSP-951-IV NOTIFIER | PHOTO SENSOR HEAD, IVORY - FlashScan and Clip Technology. | NFSP951IV | 50.5 | 0 | 0
FSP-951R NOTIFIER | PHOTO SENSOR HEAD, W/REMOTE TEST, WHITE - FlashScan Technology | NFSP951R | 57.1571 | 5 | 0
FSP-951R-IV NOTIFIER | PHOTO SENSOR HEAD, W/REMOTE TEST, IVORY - FlashScan and Clip Technology. | NFSP951RIV | 59.7025 | 48 | 0
FSP-951T NOTIFIER | PHOTO SENSOR HEAD, W/THERMAL, WHITE - FlashScan Technology | NFSP951T | 56.8425 | 251 | 0
FSP-951T-IV NOTIFIER | PHOTO SENSOR HEAD, W/THERMAL, IVORY - FlashScan and Clip Technology. | NFSP951TIV | 58.2 | 187 | 0
FST-851H NOTIFIER | HEAT DETECTOR-190F FIXED TEMPERATURE | NFST851H | 38 | 0 | 0
FST-851R NOTIFIER | HEAT DETECTOR RATE OF RISE 135F | NFST851R | 43.5 | 53 | 0
FST-951 NOTIFIER | THERMAL SENSOR HEAD, FIXED TEMPERATURE. WHITE- FlashScan Technology | NFST951 | 38 | 53 | 0
FST-951H NOTIFIER | THERMAL SENSOR HEAD, HIGH TEMPERATURE. WHITE - FlashScan Technology | NFST951H | 41 | 1 | 60
FST-951H-IV NOTIFIER | THERMAL SENSOR HEAD, HIGH TEMPERATURE. IVORY - FlashScan and Clip Technology. | NFST951HIV | 41 | 166 | 0
FST-951-IV NOTIFIER | THERMAL SENSOR HEAD, FIXED TEMPERATURE. IVORY - FlashScan and Clip Technology. | NFST951IV | 41 | 243 | 0
FST-951R NOTIFIER | THERMAL SENSOR HEAD, ROR TEMPERATURE. WHITE - FlashScan Technology | NFST951R | 38 | 254 | 0
FST-951R-IV NOTIFIER | THERMAL SENSOR HEAD, ROR TEMPERATURE. WHITE - FlashScan and Clip Technology. | NFST951RIV | 41 | 124 | 0
FSV-951R NOTIFIER | REPLACEMENT FOR FSL-751 INTELLIGENT ADDRESSABLE LASER D | NFSV951IR | 195.75 | 10 | 0
FSV-951R-IV NOTIFIER | Inteligent early warining view smoke detector | NFSV951IRIV | 203.7 | 40 | 0
FTM-1 NOTIFIER | ADDRESSABLE FIREPHONE CONTROL MODULE | NFTM1 | 84 | 130 | 0
FZM-1 NOTIFIER | INTERFACE MODULE | NFZM-1 | 74.5 | 107 | 0
HPFF12CM NOTIFIER | 12A 24VDC FL/A GNPS, chassis120V | NHPFF12CM | 701.5 | 1 | 0
HPFF8 NOTIFIER | The Honeywell HPFF8 and HPFF8CM are Notification Appliance Circuit (NAC) Expander Power Supplies designed to extend the power capabilities of existing NACs and provide power for auxiliary devices. The HPFF8 and HPFF8CM connects to any 12 or 24V Fire Al... | NHPFF8 | 474.6 | 19 | 0
HS-NCM-SF NOTIFIER | High-Speed Network Communications Module, fiber-optic cable interface (single-mode) | NHSNCMSF | 1599.99 | 20 | 0
IR3120HR NOTIFIER | Noitifier, Industrial rotating warning light, halogen, 120VAC, red | NIR3120HR | 185 | 29 | 0
ISO-X NOTIFIER | SLC Loop Isolator Module; isolates against short circuits on the SLC. | NISOX | 49 | 150 | 0
KDM-R2 NOTIFIER | Keyboard Display Module; For CPU2-640 80-character display and QWERTY programming keypad..included. | NKDMR2 | 450 | 0 | 60
LCD-160 NOTIFIER | 160 character display annunciator; For use with NFS-3030, NFS2-3030 and NCA-2 | NLCD160 | 628 | 0 | 0
LCD2-80 NOTIFIER | 80 Character LCD mimic Annunciator. Mounts in ABS-1T, ABF-1DB, ABF-1B back box. For ACS..mode/zoned applications use LCD-80 | NLCD280 | 560 | 59 | 6
LCM-320 NOTIFIER | Loop Control Module. Each LCM may be expanded to two loops by adding a LEM-320. NFS2-3030..and NFS-3030 only. | NLCM320 | 690 | 0 | 57
LEM-320 NOTIFIER | Loop Expander Module. Mounts as daughter board to LCM-320 to provide even numbered SLC..loops. | NLEM320 | 450 | 29 | 57
M500MF EDWARDS | Intelligent Monitor Module | NM500MF | 73.85 | 0 | 0
NMM-100 NOTIFIER | MONITOR MODULE | NMM-100 | 52 | 18 | 0
NAM-232F NOTIFIER | NETWORK ADAPTER MODULE; CONNECTS ONE 200/300/400 VIA FIBER TO NFN. | NNAM232F | 1095 | 2 | 0
NBG-12 NOTIFIER | MANUAL PULL STATION W/ KEY LOCK | NNBG-12 | 28 | 24 | 0
NBG-12L NOTIFIER | DUAL ACTION PULL STATION W/ KEY LOCK | NNBG-12L | 27.062 | 0 | 0
NBG-12LO NOTIFIER | Dual action station; outdoor applications, red, terminal block, Notifier Key lock, use with WBB, or SBI/..O. | NNBG12LO | 70.98 | -7 | 0
NBG-12LOB NOTIFIER | Dual action station; outdoor applications, red, terminal block, Notifier Key lock, Includes SB-I/O..Backbox. | NNBG12LOB | 78.89 | 45 | 0
NBG-12LR NOTIFIER | Dual action Releasing station,red, terminal block, Notifier Key lock. | NNBG12LR | 33 | 9 | 0
NBG-12LSP | SPANISH DUAL ACTION PULL STATION W/ KEY LOCK | NNBG12LSP | 24.7 | 3 | 0
NBG-12LX NOTIFIER | ADDRESSABLE MANUAL PULL STATION W/ KEY LOCK | NNBG-12LX | 68.1 | 36 | 930
NBG-12S NOTIFIER | NOTIFIER SINGLE ACTION LEXAN..STATION, RE | NNBG12S | 23.5 | 36 | 0
NC-100 NOTIFIER | Addressable Control Module ; Configured for one class A or Class B NAC. | NNC100 | 64.99 | 126 | 0
NC-100R NOTIFIER | Addressable Relay Module ; Provides 2 Form-C dry contacts that switch together. | NNC100R | 56 | 22 | 0
NCA-2 NOTIFIER | Network Control Annunciator-2, 640-characters; on single panel (one CPU2-640) NFS2-640 systems,..the NCA-2 can be the Primary Display for the panel and connects directly to the CPU2-640. On..network systems (two or more FACPs), one network display (eit... | NNCA2 | 918.02 | 2 | 0
NCM-F NOTIFIER | Network Control Module - multi mode fiber; order one NCM per network node (CPU-..640/3030,NCA,CPU2-640/3030,NCA-2,DVC, etc). | NNCMF | 619 | 1 | 6
NCM-W NOTIFIER | Network Control Module - wire; order one NCM per network node (CPU-640/3030,NCA,CPU2-..640/3030,NCA-2,DVC, etc). | NNCMW | 631.484 | 2 | 1
NDM-100 NOTIFIER | Addressable Dual Monitor Module; 2 Class B. | NNDM100 | 60 | 1 | 0
NFC-50/100 NOTIFIER | NOTIFIER ASSY, FNL, NFC-50/100....FIRE+MASS | NNFC50100 | 1947.96 | 6 | 0
NFC-XRM-70V NOTIFIER | 70 volt conversion module for NFC-50/100 | NNFCXRM70V | 175 | 0 | 0
NFS-320 NOTIFIER | NFS-320 Intelligent Fire Alarm Panel; Single Printed Circuit Board with one SLC loop (318 devices), -..Back-lit, 80 Character Display, System and Programming Keypad and 6.0A Power supply, 120 VAC,..Includes door, dress panel and back box, Black. | NNFS320 | 1693.63 | 0 | 0
NFS-320R NOTIFIER | NFS-320 Intelligent Fire Alarm Panel; Single Printed Circuit Board with one SLC loop (318 devices), - Back-lit, 80 Character Display, System and Programming Keypad and 6.0A Power supply, 120 VAC, Includes door, dress panel and back box, Red | NNFS320R | 1615.6 | 0 | 0
NFS-320-RB NOTIFIER | Replacement Board for NFS-320, 120 VAC | NNFS320RB | 1485 | 0 | 0
NFS-LBB NOTIFIER | BATTERY BOX ENCLOSURE CABINET | NNFS-LBB | 185 | 3 | 0
NFW-100X NOTIFIER | ADDRESSABLE, 198 POINTS | NNFW100X | 960 | 4 | 0
NFW-100XR NOTIFIER | NOTIFIER ADDRESSABLE, 198....POINTS, RED | NNFW100XR | 938 | 4 | 0
NFW2-100 NOTIFIER | (DISC. USE NFW-100X)FireWarden-100-2 addressable fire alarm control panel, 198 addressable devices on one SLC, built in..DACT with modem for remote upload/download. Black | NNFW2100 | 890 | 0 | 0
NFW-50 NOTIFIER | FireWarden-50 addressable fire alarm control panel, 50 addressable devices on one SLC, built in..DACT with modem for remote upload/download. Black | NNFW50 | 610 | 0 | 0
NFW-50X NOTIFIER | The NFW-50X comes with a pre-installed communicator and supports up to 50 addressable devices in any combination of detectors or modules. With an extensive list of powerful features, the NFW-50X programs just like FireWarden-100 products, yet fits into... | NNFW50X | 643 | 6 | 0
NFW-50XR NOTIFIER | FIREWARDEN-50 ADDRESSABLE FIRE ALARM CONTROL PANEL RED | NNFW50XR | 703 | 1 | 0
NH-100 NOTIFIER | INTELLIGENT ADDRESSABLE THERMAL DETECTOR | NNH-100 | 56.9 | 143 | 0
NH-100H NOTIFIER | Notifier, Intelligent Addressable High Heat Thermal detector; with base. | NNH100H | 51 | 88 | 0
NH-100R NOTIFIER | Intelligent Addressable Rate-of-Rise Thermal detector; with base. | NNH100R | 50.25 | 64 | 0
NH-200 NOTIFIER | Low-profile 135°F fixed thermal sensor. B300-6 base included, FlashScan only; White | NNH200 | 50.834 | 15 | 0
NH-200H-IV NOTIFIER | ..Low-profile intelligent 190°F/88°C fixed thermal sensor. Ivory. B300-6-IV base included, FlashScan and CLIP mode. | NNH200HIV | 53.592 | 15 | 0
NH-200-IV NOTIFIER | Low-profile 135°F fixed thermal sensor. Ivory. B300-6-IV..base included, FlashScan and CLIP mode. | NNH200IV | 50.022 | 0 | 0
NH-200R NOTIFIER | ..Fast-response, low-profile heat detector with rate-of-rise option, B300-6 base..included, FlashScan only; White | NNH200R | 50.834 | 0 | 0
NMM-100P NOTIFIER | MINIATURE MODULE | NNMM-100P | 39.55 | 49 | 0
NOT-BG12LX NOTIFIER | ADDRESSABLE PULL STATION | NNOT-BG12LX | 77 | 78 | 0
NP-100 NOTIFIER | PHOTOELECTRIC SMOKE DETECTOR | NNP100 | 56.82 | 0 | 0
NP-100R NOTIFIER | Remote test capable Intelligent Addressable Photo detector; For use with DNR(W) duct detector..housing | NNP100R | 59.5 | 0 | 0
NP-100T NOTIFIER | Intelligent Addressable Photo/Thermal detector; with base | NNP100T | 63.308 | 47 | 0
NP-200 NOTIFIER | Intelligent Addressable Photo detector, with base, FlashScan; White....REPLACE NP-100 | NNP200 | 51.81 | 0 | 200
NP-200-IV NOTIFIER | Intelligent Addressable Photo detector, with base; FlashScan & CLIP; Ivory | NNP200IV | 54.096 | 33 | 0
NP-200R NOTIFIER | Remote test capable Intelligent Addressable Photo detector; For use with DNR(W) duct detector housing with FlashScan; White | NNP200R | 57.358 | 9 | 0
NP-200R-IV NOTIFIER | Remote test capable Intelligent Addressable Photo detector; For use with DNR(W) duct detector housing with FlashScan & CLIP; Ivory | NNP200RIV | 60.102 | 15 | 0
PS10-2A POTTER | The Potter PS10 Series Pressure Actuated Switches are designed for the detection of a waterflow condition in automatic fire sprinkler systems of particular designs such as wet pipe systems with alarm check valves, dry pipe, preaction, or deluge valves.... | NPS102A | 112 | 0 | 0
RA100Z SYSTEM SENSOR | Remote LED. Mounts to single gang box. | NRA100Z | 18 | 8 | 0
REL-47K-BP NOTIFIER | End of Line Resistor; 47K with leads , Bulk Pack of 10 | NREL47KBP | 122.9 | 23 | 0
RM-1 NOTIFIER | Microphone assembly for mounting to an ADP-4 dress panel. | NRM1 | 273 | 0 | 0
RP-2001 NOTIFIER | NOTIFIER DELUGE FACP: 120VAC..60HZ | NRP2001 | 650 | 1 | 0
RP-2001E NOTIFIER |  | NRP2001E | 689.3 | 0 | 0
RTS151 NOTIFIER | Remote test station; with switch, alarm and power LED’s. | NRTS151 | 31.5 | 18 | 20
RTS151KEY NOTIFIER | Remote test station; with switch, alarm and power LED’s, key reset. | NRTS151KEY | 51.05 | 0 | 6
SB-10 NOTIFIER | SURFACE-MOUNT BACK BOX FOR PULL STATIONS | NSB-10 | 10.5 | 101 | 0
SBA-10 NOTIFIER | BACK BOX | NSBA-10 | 13.5 | 48 | 0
SBB-B4 NOTIFIER | Backbox, 2 chassis, black. | NSBBB4 | 167 | 3 | 4
SBB-D4 NOTIFIER | AMPLIFIER CABINET BACKBOX | NSBBD4 | 337 | 7 | 0
SB-I/O NOTIFIER | Indoor/Outdoor Backbox for NBG-12 Series; except NBG-12LRA, use in outdoor applications with..NBG-12LO “Only”. UL listed. Plastic | NSBIO | 10.25 | 81 | 0
SFP-10UD NOTIFIER | 10 Zone Conventional Fire Control Panel with DACT and 7 amp power supply | NSFP10UD | 789 | 2 | 0
SFP-2402 NOTIFIER | Fire Alarm Control Panel, 2-Zone, Class B; 24VDC, One Class B NAC, Features: Maintenance Alert,..Drift Comp, and Detector Sensitivity Automatically Adjusted. | NSFP2402 | 299.9 | 6 | 0
SFP-2404 NOTIFIER | 4 ZONE CONVENTIONAL PANEL, 24VDC | NSFP2404 | 445 | 0 | 0
SFP-5UD NOTIFIER | NOTIFIER 5 ZONE CONV FIRE..CONTROL PANEL | NSFP5UD | 618 | 2 | 0
SK-MINIMON SILENT KNIGHT | INTELLIGENT MINI MONITOR MODULE | NSKMINIMON | 59.15 | 22 | 0
SMB500 NOTIFIER | Surface Mount Box; for intelligent control or monitor modules. | NSMB500 | 12 | 80 | 0
SSM24-6 NOTIFIER | 6 inch bell 24 volts DC | NSSM246 | 37.5 | 8 | 0
SYNC-1 NOTIFIER | Synchronization daughter module for XP6-C; includes SSD Sync. | NSYNC1 | 47.9 | 40 | 0
TELH-1 NOTIFIER | FIREFIGHTER'S TELEPHONE HANDSET ONLY | NTELH-1 | 89.9 | 12 | 0
UDACT-2 NOTIFIER | Universal Digital Alarm Communictator Transmitter-2 | NUDACT2 | 433 | 0 | 0
4098-9789 SIMPLEX | LIFEALARM SENS BASE W/ LED OUT | NU-VAAD-BYSS | 28.9 | 19 | 130
VCM-4RK NOTIFIER | Notifier VCM-4RK Voice Control Module provides four Style Y (Class B) or Style Z (Class A) speaker circuits, four Style Y (Class B) telephone circuits, eight manual select switches and indicators. VCE-4 Voice Control Expander adds four circuits to VCM-4. | NVCM4RK | 0 | 0 | 0
VP-2B NOTIFIER | 2” filler dress plate. Used when the ADP-4B is installed in the top row of a CAB-4 Series Backbox. | NVP2B | 28.5 | 39 | 0
XP10M NOTIFIER | TRANSPONDER MONITOR MODULE, 10 CIRCUITS FIRE ALARM | NXP10-M | 400 | 0 | 6
XP6-C NOTIFIER | SIX CIRCUIT SUPERVISED CONTROL MODULE | NXP6C | 322 | 5 | 0
XP6-MA NOTIFIER |  | NXP6MA | 403.2 | 15 | 0
XP6R NOTIFIER | RELAY CONTROL MODULE | NXP6-R | 319.2 | 40 | 10
OH921 SIEMENS | Multi-Sensor smoke detector(REPLACEMENT FOR HFPT-11) | OH921 | 43.68 | 79 | 0
FSP-851 NOTIFIER | PHOTOELECTRIC DETECTOR | P4-1O2U-EV4L | 53 | 0 | 12000
DHE4APC POTTER | 4" Ajustable Extension Rod, Powder Coated, Chrome | PDHE4APC | 14 | 0 | 0
DHSBPC POTTER | Swivel Base, Power Coated, Chrome | PDHSBPC | 29 | 3 | 0
OSYSU-1 POTTER | Outside Screw & Yoke Supervisory Switch (Single switch) | POSYSU1 | 76 | 0 | 0
OSYSU-2 POTTER ELECTRIC | SUPERVISORY SWITCH | POSYSU2 | 87.5 | 10 | 0
PHSC-190-XCR PROTECTOWIRE | Protectowire, Type XCR (190°F / 88°C) | PPHSC190XCR | 2.15 | 0 | 0
PS15-2 POTTER | SUPERVISORY PRESSURE SWITCH | PPS152 | 100 | 2 | 0
PS40-2 POTTER | HIGH/LOW PRESS SWTCH, DPDT | PPS402 | 102 | 0 | 0
PS40-2A POTTER | Low/High Supervisory Pressure Switch for Dry Valves - Nominal System Pressure 40 psi | PPS402A | 0 | 3 | 0
12V12AH |  | QS12V12AH-1 | 0 | 1 | 0
RQS1-CPU-1 EDWARDS | SINLGE LOOP INTELLIGENT ADDRESSABLE CPU/DISPLAY | QS1CPU1 | 484.3 | 0 | 0
R-QSC-CPU-2 EDWARDS | CONVENTIONAL REMOTE ANNUNCIATOR CPU/DISPLAY, 2 ANNUN OPTION, ENGLISH | QSCCPU2 | 456.5 | 0 | 0
FMM-7045 BOSCH | MULTIPLEX ADDRESSABLE MANUAL PULL STATION | RH-IH8J-HP8I | 48 | 34 | 0
1603-9806 SIMPLEX | RIBBON CARTRIDGE PURPLE | S16039806 | 8.35 | 0 | 30
1603-9821 SIMPLEX | SYNC FOR SIMPLEX 125-0 | S16039821 | 14 | 7 | 0
166-228 SIMPLEX | 34 INCH RIBBON 4100 ANNUN | S166228 | 49.88 | 7 | 0
1950-9108 SIMPLEX | TIMECARD WEEKLY PAYROLL | S19509108 | 36 | 8 | 0
2080-9060 SIMPLEX | MAINT SWITCH W/LAMP,SURFACE | S20809060 | 293.9 | 97 | 0
2081-9027 SIMPLEX | ISOLATED LOOP CIRCUIT PROTECTOR | S20819027 | 34 | 9 | 0
2081-9028 SIMPLEX | ISOLATED LOOP CIRCUIT (SURGE) PROTECTOR | S20819028 | 59.9 | 23 | 35
2081-9044 SIMPLEX | OVERVOLTAGE SUPPRESSOR | S20819044 | 28.9 | 16 | 20
2081-9046 SIMPLEX | 2 AMP Coil Supervise Module | S20819046 | 39.5 | 12 | 0
2081-9271 SIMPLEX | Battery, CF-12V33L/C | S20819271 | 0 | 0 | 0
2081-9272 SIMPLEX | 12V 6.2AH 5.95"LX2.56"DX3.70"H | S20819272 | 30 | 7 | 0
2081-9274 SIMPLEX | 12V12AH..12V10AH | S20819274 | 48.6932 | 12 | 5
2081-9276 SIMPLEX | 12V 33AH 7.80"LX5.20"DX6.22"H | S20819276 | 144 | 17 | 20
2081-9279 SIMPLEX | BATTERY 110AH | S20819279 | 557.91 | 14 | 0
2081-9287 SIMPLEX | 12V 25AH 6.54"LX6.89"DX4.95"H | S20819287 | 104.95 | 12 | 0
2081-9288 SIMPLEX | 12V 12.7AH 5.95"LX3.86"DX3.7"H | S20819288 | 53.6085 | 20 | 0
2081-9296 SIMPLEX | 12V 50AH 9.04"LX5.45"DX8.15"H | S20819296 | 231.429 | 10 | 0
2084-9017 SIMPLEX | PHONE PTT ARMOR BREAK-ROD SRFC | S208479017 | 414.9 | 10 | 0
2084-9001 SIMPLEX | Remote Phone Jack Type A | S2084-9001 | 20.5 | 59 | 0
2084-9003 SIMPLEX | PHONE W/DOOR & TRIM FLUSH MNT | S20849003 | 257.5 | 2 | 0
2084-9008 SIMPLEX | PHONE ARMOR BREAK-ROD SRFC MNT | S20849008 | 353 | 2 | 0
2084-9018 SIMPLEX | PHONE PTT ARMOR BREAD-ROD FLSH | S20849018 | 458.7 | 2 | 4
2088-9007 SIMPLEX | MR-101/T RELAY SPDT | S20889007 | 27.5 | 3 | 0
2088-9021 SIMPLEX | ENCAPSULATED RELAY PAM-1 | S20889021 | 25 | 118 | 80
2098-9737 SIMPLEX | SUPERVISED RELAY | S20989737 | 75 | 13 | 3
2098-9806 SIMPLEX | REMOTE TEST STA RED LED KEY SW | S2098-9806 | 22.1 | 45 | 0
2098-9808 SIMPLEX | REMOTE LED ALARM INDICATOR | S2098-9808 | 10.06 | 11 | 0
2099-9101 SIMPLEX | PS SINGLE ACTION,2 IN/O | S2099-9101 | 48.9 | 189 | 0
2099-9102 SIMPLEX | PULL STATION S/A, IN/O, IN/C | S20999102 | 54.5 | 19 | 0
2099-9103 SIMPLEX | PULL STATION BREAK GLASS IN/O | S20999103 | 39.9 | 113 | 0
2099-9107 SIMPLEX | Station S ACTN 2 N/O PS/GA | S20999107 | 103.092 | 17 | 18
2099-9138 SIMPLEX | PULL STATION S/A ,Weather Proof, Cast Metal | S20999138 | 47.15 | 75 | 64
2099-9139 SIMPLEX | PULL STAT CAST S/A B LOCK SPST | S20999139 | 49 | 103 | 0
2099-9144 SIMPLEX | PS EXPL PRF SA B LOCK DPDT | S20999144 | 700.84 | 4 | 0
2099-9756 SIMPLEX | PULLSTATION D/A, IN/O | S2099-9756 | 32.2 | 8 | 40
2099-9759 SIMPLEX | PULL STATION DUAL ACTION , 2 N/O | S20999759 | 112.9 | 24 | 30
2099-9800 SIMPLEX | STATION WIRE GUARD | S20999800 | 39.5 | 31 | 0
2099-9803 SIMPLEX (LOT OF 10) | BREAKGLASS (LOT OF 10) | S2099-9803 | 15 | 0 | 0
2099-9804 SIMPLEX | BREAKROD | S2099-9804 | 1.27 | 206 | 0
2190-9159 SIMPLEX | (DISCONTINUED) MPX SIG ZAM CLASS A SURF MAP 2 | S210909159 | 99.9 | 0 | 0
2151 System Sensor | Smoke Detector Head, Photo, Low-Profile | S2151 | 36 | 71 | 0
2151T SYSTEM SENSOR | Photo-thermal detector plug-in | S2151T | 40.72 | 85 | 0
2190-9160 SIMPLEX | MPX SIG ZAM CLASS A FL MAP 2 | S21909160 | 109.9 | 20 | 0
2190-9161 SIMPLEX | MPX SIG ZAM CLASS B FL MAP 2 | S2190-9161 | 85.1 | 2 | 0
2190-9162 SIMPLEX | SIGNAL ZAM (STYLE Y, FLUSH COVER) | S2190-9162 | 82.8 | 31 | 0
2190-9169 SIMPLEX | TRUEALARM LINE ISOLATOR MODULE (SURFACE MOUNT) | S21909169 | 37.5 | 23 | 0
2190-9172 SIMPLEX | (DISCOUNTINUED)IDNet and MapNet II IAM communicating device | S21909172 | 62.7 | 0 | 0
2190-9173 SIMPLEX | MAPNET II, 2 POINT/IO | S2190-9173 | 45 | 13 | 20
2251B SYSTEM SENSOR | Photoelectric Smoke Detector | S2251B | 65.268 | 29 | 0
252-019 SIMPLEX | KEY, "B" LOCK | S252019 | 2.6 | 43 | 0
2975-9145 SIMPLEX | BOX/A-V DEVICE RED | S29759145 | 43.855 | 74 | 50
2975-9178 SIMPLEX | BOX/ADDRESSABLE PULL STATION | S29759178 | 28 | 66 | 0
2975-9206 SIMPLEX | 6 GANG SURF BOX, 2-3/4 IN DEEP | S2975-9206 | 48.88 | 0 | 0
2975-9211 SIMPLEX | WEATHERPROOF BOX FOR 2099-9138..INT2975-9211 | S29759211 | 45.5 | 50 | 0
2975-9443 SIMPLEX | 3 BAY BB/3 BAY BB/GDOOR/DRESS PNL RED..GDOOR/DRESS PNL RED.. | S29759443 | 689 | 0 | 0
2975-9446 SIMPLEX | 3 BAY BB/GDOOR/DRESS PNL PLAT | S29759446 | 630 | 3 | 0
2975-9461 SIMPLEX | 4606-9202 SURFACE BOX, RED | S29759461 | 68.5 | 2 | 0
2W-B SYSTEM SENSOR | 2-wire, photoelectric i3 smoke detector. | S2WB | 30.98 | 88 | 0
2WTA-B SYSTEM SENSOR | 2-Wire Photoelectric Smoke Detector | S2WTAB | 38.2 | 26 | 0
374-050 SIMPLEX | SVC-(L 25) RECTIFIER | S374050 | 18 | 19 | 0
4005-9804 SIMPLEX | 4 POINT IDC MODULE CLASS B | S40059804 | 71.9 | 18 | 18
4007-9101 SIMPLEX | 4007ES HYBRID FACP, RED | S40079101 | 1131.9 | 3 | 0
4007-9803 SIMPLEX | IDNET+ LOOP EXPANSION MODULE | S40079803 | 99.9 | 4 | 0
4009-9201 SIMPLEX | NAC EXTENDER 120VAC, IDNET | S4009-9201 | 790 | 51 | 20
SIMPLEX 4009-9401 | 4009 TRUEALERT ADDR CONTROLLER | S40099401 | 1050 | 1 | 0
4009-9601 SIMPLEX | IDNAC REPEATER PLATINUM | S40099601 | 945 | 4 | 4
4009-9602 SIMPLEX | IDNAC REPEATER RED | S40099602 | 945 | 5 | 0
4009-9807 SIMPLEX | NAC OPTION CARD | S4009-9807 | 155.1 | 11 | 0
4009-9812 SIMPLEX | TRIPLE CHANNEL TRUEALERT CLS A | S40099812 | 127 | 6 | 0
4010-9601 SIMPLEX | 4010ES IDNAC FACP 120V RED | S40109601 | 2200 | 4 | 0
4010-9806 SIMPLEX | CLASS A ADAPTOR | S40109806 | 66 | 2 | 0
4010-9810 SIMPLEX | DACT (COMMON EVENT REPORTING) | S40109810 | 195 | 3 | 0
4010-9813 SIMPLEX | EXPANSION POWER SUPPLY | S40109813 | 385 | 2 | 0
4010-9817 SIMPLEX | MODULAR NETWORK CARD FOR 4010 | S40109817 | 297 | 1 | 0
4010-9818 SIMPLEX | Wired Network Media Card | S40109818 | 119.9 | 0 | 5
4010-9819 SIMPLEX | FIBER NETWORK MEDIA CARD | S40109819 | 420.46 | 9 | 2
4010-9821 SIMPLEX | 4120 NETWORK CARD RS485 | S40109821 | 409.9 | 2 | 0
4010-9922 SIMPLEX | 4010ES NETWORK INTERFACE CARD | S40109922 | 285 | 2 | 0
4010-9929 SIMPLEX | IDNET2+2 250POINT 4 LOOP MOD | S40109929 | 318 | 4 | 4
4010-9935 SIMPLEX | 8 POINT ZONE/RELAY MODULE | S40109935 | 474.02 | 1 | 0
4081-9004 SIMPLEX | EOL, 6.8K 1/2W | S40819004 | 8 | 6 | 1000
4081-9008 SIMPLEX | EOL, 10K 1/2W | S40819008 | 3.25 | 0 | 0
4090-9002 SIMPLEX | IAM RELAY, IDNET | S4090-9002 | 37.25 | 176 | 200
4090-9006 SIMPLEX | SUPPRESSION RELEASE PERIPHERAL & ENCLOSURE | S40909006 | 249.615 | 61 | 0
4090-9010 SIMPLEX | 8 AMP RELAY IAM MODULE | S40909010 | 67.34 | 23 | 0
4090-9101 SIMPLEX | ZAM CLASS B MONITOR, IDNET & MAPNET | S4090-9101 | 44.8 | 107 | 0
4090-9106 SIMPLEX | ZAM CLASS A MONITOR, IDNET | S40909106 | 43.9 | 0 | 0
4090-9116 SIMPLEX | ADDRESSABLE ISOLATOR | S4090-9116 | 39.89 | 0 | 0
4090-9118 SIMPLEX | RELAY IDNET 2 IAM W/T TENSE | S40909118 | 40.9 | 86 | 0
4090-9119 SIMPLEX | RELAY IDNET 2 IAM W/ Feedback | S40909119 | 36.5 | 29 | 0
4090-9120 SIMPLEX | Simplex Fire Alarm 6 Point I/O Assembly | S40909120 | 77 | 51 | 0
4090-9802 SIMPLEX | COVER, ZAM, 4", SURFACE | S40909802 | 16.9 | 0 | 80
4090-9806 SIMPLEX | COVER, IAM, SG, FLUSH | S40909806 | 9.9 | 45 | 0
4090-9807 SIMPLEX | COVER, IAM, SG, SURFACE | S40909807 | 11.99 | 74 | 0
4090-9810 SIMPLEX | BRACKET, IAM | S40909810 | 9.9 | 0 | 0
4090-9813 SIMPLEX | 4 11/16" BOX ADAPTER PLATE | S40909813 | 14.62 | 29 | 0
4098-5202 SIMPLEX | PHOTO SENSOR WITH MX TECHNOLOGY | S4098-5202 | 40.25 | 33 | 0
4098-5214 SIMPLEX | Addressable Duct Sensor Housing 4098-5214..for the 4098-5202 Photoelectric Sensor | S4098-5214 | 140 | 5 | 0
4098-9401 SIMPLEX | LIFE HT DT 135 FAX DIRECT | S40989401 | 42 | 24 | 0
4098-9402 SIMPLEX | SSD PHOTO DETECTOR W/HEAT | S4098-9402 | 58.08 | 3 | 130
4098-9403 SIMPLEX | LIFEALARM HT DET 200 FX DIRECT | S40989403 | 47.89 | 17 | 36
4098-9602 SIMPLEX | Combination RoR / Thermal Detector | S4098-9602 | 47.88 | 4 | 0
4098-9605 SIMPLEX | SSD PHOTO DETECTOR 3.5% | S40989605 | 32.75 | 6 | 0
4098-9612 SIMPLEX | Fixed Temp Heat Detector | S4098-9612 | 23.9 | 23 | 0
4098-9613 SIMPLEX | Rate Of Rise Fixed Temperature Heat Detector 135F | S4098-9613 | 24.15 | 0 | 120
4098-9614 SIMPLEX | SSD HEAT DETECTOR 200FX | S4098-9614 | 24.73 | 15 | 0
4098-9614E SIMPLEX | SSD HEAT DET 200 FT HUMID ENV | S40989614E | 33 | 3 | 0
4098-9615 SIMPLEX | SSD HEAT DET 200 Rate Of Rise | S4098-9615 | 24.73 | 0 | 0
4098-9682 SIMPLEX | 4-WIRE SENSOR BASE | S4098-9682 | 81 | 7 | 10
4098-9683 SIMPLEX | 2-Wire Base with Auxiliary Alarm. Relay & connections for Remote LED. | S4098-9683 | 53.81 | 56 | 20
4098-9684 SIMPLEX | SSD HEAT DET REM LED BASE | S40989684 | 39.52 | 21 | 0
4098-9685 SIMPLEX | DUCT DET HOUS, 2-WIRE, W/O REL | S4098-9685 | 110 | 21 | 10
4098-9686 SIMPLEX | 4-Wire Duct Detector with supervised multiple remote relay output; | S4098-9686 | 154 | 15 | 20
4098-9687 SIMPLEX | DUCT DET HOUS, STAND ALONE | S40989687 | 175.41 | 18 | 0
4098-9688 SIMPLEX | 2-Wire Duct Detector with supervised single remote relay output;..includes one 4098-9841 relay | S4098-9688 | 160 | 19 | 10
4098-9733 SIMPLEX | SSD HEAT SENSOR | S4098-9733 | 21.85 | 60 | 300
4098-9747 SIMPLEX | CO Replacement Cartridge (CORC) | S40989747 | 107.9 | 126 | 140
4098-9750 SIMPLEX | SSD IN-DUCT SENSOR HOUSE W/O R | S40989750 | 146.08 | 25 | 0
4098-9751 SIMPLEX | TRUEALARM DUCT SMOKE DETECTOR | S40989751 | 153.9 | 18 | 0
4098-9754 SIMPLEX | ANALOG PHOTO SENSOR WITH HEAT | S4098-9754 | 41.4 | 7 | 90
4098-9755 SIMPLEX | DUCT SENSOR HOUSING, 2-WIRE | S4098-9755 | 128 | 199 | 180
4098-9756 SIMPLEX | DUCT SENSOR HOUSING, 4-WIRE | S40989756 | 163.9 | -7 | 200
4098-9757 SIMPLEX | SSD PH SEN QC2 NEEDS-9788 BAS | S4098-9757 | 44.33 | 0 | 645
4098-9770 SIMPLEX | CO SENSOR BASE EXTENDED LIFE | S40989770 | 156.9 | 124 | 111
4098-9771 SIMPLEX | CO SOUNDER BASE EXTENDED LIFE | S40989771 | 165 | 44 | 0
4098-9772 SIMPLEX | 520HZ SOUNDER BASE | S40989772 | 72.23 | 0 | 0
4098-9773 SIMPLEX | 520HZ SOUNDER BASE WITH CO | S40989773 | 141 | 43 | 0
4098-9774 SIMPLEX | SSD PHOTO SENSOR BLACK | S40989774 | 25 | 111 | 0
4098-9776 SIMPLEX | SSD SENSOR BASE BLACK | S40989776 | 24 | 160 | 120
4098-9780 SIMPLEX | 2WIRE RELAY SNSR BASE,NO RELAY | S40989780 | 36.9 | 6 | 0
4098-9784 SIMPLEX | (DISCOUNTINUED)TRUE ALARM BASE | S40989784 | 39.5 | 0 | 0
4098-9788 SIMPLEX | 2-Wire Base with connections for..Remote Alarm LED Indicator | S4098-9788 | 9.25 | 976 | 0
4098-9791 SIMPLEX | TRUEALARM SENSOR BASE | S4098-9791 | 36.65 | 40 | 20
4098-9792E SIMPLEX | SSD SENSOR BASE "E" | S40989792E | 30.5 | 33 | 0
4098-9793 SIMPLEX | TrueAlarm Isolator Sensor Base | S4098-9793 | 50.6 | 41 | 0
4098-9794 SIMPLEX | SSD, SOUNDER BASE | S4098-9794 | 49.06 | 137 | 100
4098-9795 SIMPLEX | MULTI SOUNDER BASE | S40989795 | 51.9 | 2 | 30
4098-9796 SIMPLEX | MULTI-SENSOR BASE W/LED | S40989796 | 43.5 | 8 | 0
4090-9801 SIMPLEX | COVER, ZAM, 4", FLUSH | S40989801 | 16.9 | 0 | 0
4098-9822 SIMPLEX | TRUEALARM RELAY MODULE | S40989822 | 17.9 | 15 | 0
4098-9830 SIMPLEX | REMOTE RED LED ALARM INDICATOR | S4098-9830 | 14.19 | 0 | 205
4098-9832 SIMPLEX | SSD ADAPTER PLATE | S40989832 | 6.5 | 119 | 0
4098-9842 SIMPLEX | DUCT CONTROL STATION | S40989842 | 96.9 | 38 | 80
4098-9843 SIMPLEX | RELAY FORM C SPDT PAM-SD | S40989843 | 23.8 | 63 | 40
4098-9845 SIMPLEX | DUCT WEATHERPROOF ENCLOSURE | S40989845 | 413.66 | 9 | 1
4098-9854 SIMPLEX | SAMPLING TUBE 13", PVC PLASTIC | S40989854 | 12.9 | 42 | 45
4098-9855 SIMPLEX | SAMPLING TUBE 24", PLASTIC | S4098-9855 | 10.35 | 140 | 40
4098-9856 SIMPLEX | SAMPLING TUBE 49", PLASTIC | S4098-9856 | 18.98 | 0 | 176
4098-9857 SIMPLEX | SAMPLING TUBE 73", PLASTIC | S4098-9857 | 25.3 | 3 | 100
4098-9858 SIMPLEX | SAMPLING TUBE 97" | S4098-9858 | 40 | 333 | 0
4098-XAD-110 SIMPLEX | SINGLE ZEN SAMPLING W/KIT&SENSOR | S4098XAD110 | 1690 | 12 | 0
4099-9005 SIMPLEX | STATION,SA,ADDRESS,IDNET,BREAK GLASS | S4099-9005 | 54.88 | 106 | 0
4099-9006 SIMPLEX | 4099-9003 Discontinued - PULL STATION IDNET PUSH | S4099-9006 | 51.75 | 234 | 100
4100-0104 SIMPLEX | BATTERY CHARGER 120VAC | S41000104 | 704.616 | 0 | 12
4100-0634 SIMPLE | POWER DISTRIBUTION MODULE 120V | S41000634 | 125 | 10 | 0
4100-0640 SIMPLEX | INFOALARM MEMORY EXPANSION MOD | S41000640 | 346.8325 | 14 | 0
4100-1210 SIMPLEX | ANALOG AUDIO CONTROLLER | S41001210 | 425 | 0 | 0
4100-1243 SIMPLEX | AUDIO INTERFACE W/MIKE | S41001243 | 312 | 1 | 0
4100-1266 SIMPLEX | EXPANSION NAC CARD FOR EXP SIG | S41001266 | 145 | 6 | 0
4100-1271 SIMPLEX | REMOTE MASTER PHONE | S41001271 | 284 | 3 | 0
4100-1276 SIMPLEX | 8 RED PLUGGABLE LED MODULE | S41001276 | 100 | 20 | 0
4100-1279 SIMPLEX | 2" BLANK DISPLAY MODULE | S41001279 | 9 | 22 | 0
4100-1312 SIMPLEX | 50W AMP W/3 CLASS B NACS 25V | S41001312 | 915.9 | 28 | 8
4100-1313 SIMPLEX | 50W AMP W/3 CLASS B NACS 70V | S41001313 | 950 | 3 | 0
4100-1315 SIMPLEX | BACKUP 100W AMP - 120VAC 70V | S41001315 | 875.4735 | 2 | 0
4100-1326 SIMPLEX | DIGITALFLEX 50W AMP, 3NACS-25V | S41001326 | 942.235 | 2 | 6
4100-1327 SIMPLEX | DIGITALFLEX 50W AMP, 3NACS-70V | S41001327 | 795.15 | 0 | 0
4100-1329 SIMPLEX | DIG. 100W AMP,6NAC,120VAC,70V | S41001329 | 1141.584 | 4 | 0
4100-2300 SIMPLEX | EXPANSION BAY (PHASE 10 ONLY) | S41002300 | 285 | 4 | 0
4100-2302 SIMPLEX | 8 SLOT EXP BAY FILLER PANEL | S41002302 | 19 | 6 | 0
4100-3102 SIMPLEX | MAPNET II MODULE 127 POINTS | S4100-3102 | 445.5 | 0 | 41
4100-3103 SIMPLEX | MAPNET ISOLATOR MODULE | S41003103 | 526 | 4 | 0
4100-3105 SIMPLEX | IDNET MODULE 64 DEVICES | S41003105 | 0 | 1 | 0
4100-3109 SIMPLEX | IDNET2 250PT 2 LOOP MODULE | S41003109 | 227.7 | 13 | 0
4100-3110 SIMPLEX | IDNET2+2 250 POINT 4 LOOP MOD | S41003110 | 345 | 0 | 0
4100-3206 SIMPLEX | 8 POINT 3 AMP AUX RELAY MODULE | S41003206 | 178 | 4 | 0
4100-4321 SIMPLEX | 6 CIRCUIT CLASS B (STYLE Y)....SOLD WITH TWO ITEMS | S41004321 | 258 | 1 | 18
4100-5101 SIMPLEX | Expansion Power Supply (XPS) - 120VAC | S41005101 | 499.95 | 1 | 0
4100-5102 SIMPLEX | XPS POWER, 3 NACS, 220VAC | S41005102 | 667.9 | 7 | 0
4100-5111 SIMPLEX | System Power Supply , 3 NACS ,120V | S4100-5111 | 753.5 | 24 | 6
4100-5113 SIMPLEX | SPS POWER, 3 NACS, 220/240V | S41005113 | 875 | 1 | 0
4100-5115 SIMPLEX | XPS EXPANSION MODULE, 3 NACS | S41005115 | 175 | 2 | 0
4100-5116 SIMPLEX | EXPANSION AUDIO SIGNAL CARD | S41005116 | 222.25 | 9 | 0
4100-5120 SIMPLEX | TPS POWER, 3 CHANNELS, 120VAC | S41005120 | 880 | 9 | 0
4100-5125 SIMPLEX | Remote Power Supply, 3 NACS, 120V | S41005125 | 609.9 | 3 | 0
4100-5311 SIMPLEX | EPS+ POWER SUPPLY 120V | S41005311 | 775 | 1 | 2
4100-5325 SIMPLEX | EPS POWER SUPPLY 120V | S41005325 | 645 | 0 | 0
4100-6031 SIMPLEX | CITY MODULE W/DISCONNECT | S41006031 | 88 | 8 | 0
4100-6038 SIMPLEX | DUAL RS-232 IF CARD | S41006038 | 348 | 2 | 0
4100-6052 SIMPLEX | EVENT/POINT REPORTING DACT | S41006052 | 370 | 2 | 0
4100-6056 SIMPLEX | NETWORK MEDIA CARD WIRED | S41006056 | 102.5 | 22 | 0
4100-6057 SIMPLEX | NETWORK MEDIA CARD FIBER OPTIC | S41006057 | 378 | 4 | 0
4100-6065 SIMPLEX | 4100U/ES BMUX COMMS INTERFACE | S41006065 | 1300 | 2 | 0
4100-6066 SIMPLEX | TFX LOOP INTERFACE CARD | S41006066 | 399 | 9 | 18
4100-6069 SIMPLEX | BACPAC ETHERNET MODULE | S41006069 | 1330 | 2 | 0
4100-6072 SIMPLEX | SM FIBER MODEM LEFT PORT | S41006072 | 2150 | 3 | 0
4100-6073 SIMPLEX | SM FIBER MODEM RIGHT PORT | S41006073 | 2290.9 | 3 | 0
4100-6078 SIMPLEX | NETWORK IFC CARD, MODULAR | S41006078 | 302.9 | 8 | 0
4100-6080 SIMPLEX | SERIAL DACT SIDE MOUNT | S41006080 | 349.99 | 3 | 0
4100-6303 SIMPLEX | SIMPLEX 4120 MM-L DUPLEX FIBER MEDIA | S41006303 | 340.88 | 3 | 0
4100-7150 SIMPLEX | MASTER CONTROLLER UPGRADE BOARD | S4100-7150 | 893.2 | 3 | 0
4100-7153 SIMPLEX | 4100U/ES INFOALARM UI UPGRADE | S41007153 | 1085 | 1 | 0
4100-7158 SIMPLEX | 4100ES MSTR CTLR UPGD NO DSPLY | S41007158 | 715 | 23 | 4
4100-7401 SIMPLEX | 24 POINT I/O INTERFACE MODULE | S41007401 | 396 | 0 | 9
4100-8901 SIMPLEX | ADD-ON TO 4100 PANEL/SYS | S41008901 | 2.88 | 0 | 103
4100-9211 SIMPLEX | MASTER CONTROLLER 220/240V | S41009211 | 1985 | 1 | 1
4190-9803 SIMPLEX | REPLACEMENT PAPER ROLL QTY 1 | S41909803 | 20 | 0 | 25
4190-9831 SIMPLEX | SIMPLEX NTWK SYSTEM INTEGRATOR BEIGE | S41909831 | 1286.224 | 3 | 0
454-132 SIMPLEX | KEYSWITCH SPDT 0-4 VA MAX | S454132 | 29.9 | 44 | 0
4602-9101 SIMPLEX | LIFEALARM SERIAL ANNUN SCU | S46029101 | 275 | 1 | 0
4602-9102 SIMPLEX | LIFEALARM SERIAL ANNUN RCU | S4602-9102 | 396 | 0 | 0
4606-9101 SIMPLEX | REMOTE LCD ANNUNCIATOR | S46069101 | 399.6 | 1 | 13
4606-9102 SIMPLEX | Remote Annunciator for 4010ES Fire Alarm Control | S46069102 | 395.9 | 2 | 0
4606-9202 SIMPLEX | TOUCHSCREEN COLOR REMOTE LCD ANNUNCIATOR-RED (Compatible with 4007ES FACP) | S46069202 | 439.9 | 1 | 0
4606-9205 SIMPLEX | TOUCHSCREEN COLOR REMOTE LCD ANNUNCIATOR-PLATINUM (Compatible with 4007ES FACP) | S46069205 | 542.24 | 0 | 3
478-324 SIMPLEX | 1603 US EXTERNAL POWER SUPPLY | S478324 | 21.95 | 5 | 0
478-332 SIMPLEX | TRANSFORMER 120V 60HZ | S478332 | 58.2997 | 19 | 0
4901-9820 SIMPLEX | RED WALL, HORN 24VDC, TRUEALERT | S4901-9820 | 35.9 | 419 | 0
4901-9822 SIMPLEX | HORN 24VDC RED | S49019822 | 48.5 | 16 | 0
4903-9153 SIMPLEX | Speaker/Visible 24VDC 15CD Vertical Mt - Red | S4902-9153 | 98.45 | 36 | 0
4902-9716 SIMPLEX | (DISCONTINUED)SPEAKER 25V/70RMS RED TRUALE | S49029716 | 37.5 | 13 | 0
4902-9717 SIMPLEX | SPEAKER 25V/70VRMS WHITE TRUEA | S49029717 | 36 | 11 | 0
4902-9721 SIMPLEX | SPKR 25V/70VRMS WHT CEIL TRUEA | S4902-9721 | 34.9 | 22 | 0
4903-9148 SIMPLEX | Speaker/Visible 24VDC 30CD Horizontal Mt - Red | S49039148 | 87.5 | 24 | 0
4903-9149 SIMPLEX | Speaker/Visible 24VDC 110CD Horizontal Mt - Red | S49039149 | 88.9 | 3 | 0
4903-9150 SIMPLEX | SPEAKER/VISIBLE 24VDC 15CD HORIZONTAL MT- RED | S4903-9150 | 97.9 | 73 | 150
4903-9193 SIMPLEX | S/V 24VDC 15CD WHT HORIZ F/S | S4903-9193 | 97.9 | 52 | 0
4903-9196 SIMPLEX | TRUEALERT NON-ADDR 15CD RND SV | S49039196 | 89.5 | 7 | 0
4903-9197 SIMPLEX | TRUEALRT NON-ADD, 30CD, RND SV | S49039197 | 89 | 23 | 0
4903-9198 SIMPLEX | TRUEALRT, NON-ADD, 110CD, RND | S49039198 | 91 | 26 | 20
4903-9252 SIMPLEX | Audible/Visible 24 VDC 15CD Horizontal Mt - Red | S4903-9252 | 103.4 | 11 | 30
4903-9253 SIMPLEX | A/V 24VDC 30CD RED HORIZ F/S | S49039253 | 90.9 | 42 | 30
4903-9255 SIMPLEX | Audible/Visible 24 VDC 15CD Vertical Mt - Red | S49039255 | 104.33 | 2 | 0
4903-9254 SIMPLEX | A/V 24VDC 110CD RED HOR F/S | S490392554 | 101.9 | 26 | 53
4903-9357 SIMPLEX | SIMPLEX S/V 75CD RED 25/70V | S49039357 | 83.655 | 11 | 28
4903-9360 SIMPLEX | S/V 75CD WHITE 25/70V NONADDRE | S49039360 | 94 | 21 | 0
4903-9425 SIMPLEX | A/V 15CD RED STD NON-80009182 | S4903-9425 | 74.58 | 50 | 15
4903-9426 SIMPLEX | A/V 75CD RED STD NON-ADDRESSAB | S4903-9426 | 74.58 | 89 | 0
4903-9427 SIMPLEX | A/V 110CD RED STD NON-ADDRESSA | S4903-9427 | 74.58 | 78 | 70
4903-9431 SIMPLEX | A/V 15CD WHITE STD NON-ADDRESS | S49039431 | 73.8 | 1 | 0
4904-9137 SIMPLEX | (DISCONTINUED)RED WITH WHITE "FIRE" ON FRONT - VERTICAL MT | S49049137 | 0 | 0 | 0
4904-9168 SIMPLEX | V/O 15CD RED FREE-RUN NON-ADDR | S49049168 | 51.68 | 0 | 60
4904-9169 SIMPLEX | V/O 75CD RED FREE-RUN NON-ADDR | S49049169 | 48.5 | 55 | 0
4904-9170 SIMPLEX | V/O 110CD RED FREE-RUN NON-ADD | S49049170 | 47.5 | 36 | 0
4904-9174 SIMPLEX | V/O 24VDC 30CD RED VERT F/S | S49049174 | 50.9 | 67 | 0
4904-9175 SIMPLEX | V/O 24VDC 110CD RED VERT F/S | S49049175 | 52.9 | 30 | 0
4904-9176 SIMPLEX | V/O 24VDC 15CD RED VERT F/S | S49049176 | 58.81 | 0 | 50
4904-9178 SIMPLEX | V/O 24VDC 15CD RED HORIZ F/S | S49049178 | 54 | 44 | 90
4905-9815 SIMPLEX | Smart Sync Adaptor -566-411 | S4905-9815 | 86.9 | 19 | 10
4905-9816 SIMPLEX | TRUEALERT ADAPTER, ADDRESSABLE | S49059816 | 97.25 | 7 | 0
4905-9829 SIMPLEX | Weather Proof Back Box White AV or VO 1.5' Deep. | S49059829 | 22.5 | 23 | 0
4905-9838 SIMPLEX | SOUND DAMPER, QTY 20 PER PACK | S49059838 | 26.25 | 24 | 0
4905-9903 SIMPLEX | PLATE FOR 2975-9145 | S49059903 | 16.9 | 26 | 20
4905-9914 SIMPLEX | SYNC CUBE STYLE Y | S49059914 | 33.9 | 76 | 0
4905-9915 SIMPLEX | Trim Ring 1-1/2 " For A/V White | S4905-9915 | 49.5 | 29 | 0
4905-9929 SIMPLEX | ISOLATOR MODULE TRUEALERT | S49059929 | 113.34 | 39 | 3
4905-9931 SIMPLEX | BACK BOX ADAPTER PLATE QA | S49059931 | 16.9 | 42 | 20
4905-9937 SIMPLEX | A/V HORN SKIRT 1 1/2" RED QA | S49059937 | 7.9 | 326 | 30
4905-9938 SIMPLEX | SMART SYNC CONTROL MODULE | S49059938 | 44.9 | -2 | 140
4905-9939 SIMPLEX | A/V ADAPTER PLATE | S49059939 | 15.5 | 0 | 0
4905-9942 SIMPLEX | SPEAKER SKIRT 3 3/16" WHITE TA | S49059942 | 7.24 | 51 | 0
4905-9989 SIMPLEX | HORN/SPKR COVER, WHITE, TRUEAL | S49059989 | 5 | 0 | 500
4905-9992 SIMPLEX | V/O COVER,RED, TRUEALERT | S49059992 | 3.5 | 28 | 0
4905-9994 SIMPLEX | A/V COVER, RED, TRUEALERT | S49059994 | 5 | 24 | 0
4905-9996 SIMPLEX | S/V COVER, RED, TRUEALERT | S49059996 | 4.95 | 0 | 0
4905-9997 SIMPLEX | S/V COVER, WHITE, TRUEALERT | S49059997 | 4.75 | 0 | 15
4906-9102 SIMPLEX | V/O M-C NON-ADDRESS, RED CEIL | S4906-9102 | 45.2 | 11 | 39
4906-9103 SIMPLEX | V/O M-C Non-Addresable, White Wall | S4906-9103 | 45.77 | 20 | 30
4906-9104 SIMPLEX | V/O M-C NON-ADDRESS, WHT, CEIL | S4906-9104 | 47.04 | 1 | 110
4906-9105 SIMPLEX | V/O M-C NON-ADDRESS, RED, WALL, WEATHER PROOF | S4906-9105 | 67.1 | 4 | 0
4906-9108 SIMPLEX | ALERT MCVO NON-ADDR WALL RED | S49069108 | 40.5 | 37 | 0
4906-9109 SIMPLEX | HICD VO NON-ADDR WALL RED | S49069109 | 58 | 17 | 0
4906-9110 SIMPLEX | HICD VO NON-ADDR CEILING RED | S49069110 | 68 | 27 | 0
4906-9111 SIMPLEX | HICD VO NON-ADDR WALL WHITE | S49069111 | 58 | 19 | 0
4906-9112 SIMPLEX | HICD VO NON-ADDR CEILING WHITE | S49069112 | 69 | 20 | 0
4906-9127 SIMPLEX | A/V M-C NON-ADDRESS, RED, WALL | S4906-9127 | 58.65 | 218 | 0
4906-9128 SIMPLEX | A/V M-C NON-ADDRESS, RED CEIL | S4906-9128 | 76.84 | -8 | 105
4906-9129 SIMPLEX | A/V M-C, WHITE WALL MOUNT | S4906-9129 | 51.37 | 38 | 40
4906-9130 SIMPLEX | A/V M-C, WHITE CEILING MOUNT | S4906-9130 | 70.95 | 47 | 100
4906-9131 SIMPLEX | A/V M-C Red STROBE Signal Weather Proof, WALL MT | S4906-9131 | 77.55 | 139 | 110
4906-9132 SIMPLEX | A/V M-C White STROBE Signal Weather Proof, WALL MT | S4906-9132 | 81.4 | 55 | 0
4906-9139 SIMPLEX | HICD AV NON-ADDR WALL RED | S49069139 | 75 | 33 | 0
4906-9151 SIMPLEX | S/V M-C NON-ADDRESS, RED, WALL | S4906-9151 | 63.9 | 12 | 150
4906-9153 SIMPLEX | S/V MC WALL MOUNT, WHITE | S4906-9153 | 70.73 | 21 | 100
4906-9154 SIMPLEX | S/V MC NON-ADDR WHT CEIL UL | S4906-9154 | 80.3 | 45 | 0
4906-9202 SIMPLEX | MC TRUEALERT V/O CEILNG MT RED | S49069202 | 67 | 6 | 0
4906-9204 SIMPLEX | V/O M-C ADDRESSABLE WHITE CEILING MOUNT | S49069204 | 67.9 | 30 | 30
4906-9207 SIMPLEX | AMBER ALERT MCVO CEILING WHITE | S49069207 | 72.9 | 28 | 0
4906-9211 SIMPLEX | AMBER/CLEAR WHITE WALL MT VO | S49069211 | 154.642 | 20 | 0
4906-9230 SIMPLEX | MC TRUEALERT A/V CEILNG MT WHT | S49069230 | 86.9 | 20 | 60
4906-9251 SIMPLEX | M/C TRUEALERT S/V WALL MT, RED | S49069251 | 78.5 | 20 | 0
4906-9253 SIMPLEX | M/C TRUEALERT S/V WALL MT, WHITE | S4906-9253 | 78.5 | 18 | 0
4906-9254 SIMPLEX | S/V M-C ADDRESSABLE CEILING WHITE MOUNT W FIRE MARKINGS | S49069254 | 93.5 | 6 | 0
4906-9256 SIMPLEX | MC ADDRESS SV CEILNG WHT ALERT | S49069256 | 78.0945 | 49 | 30
49AO-WRF SIMPLEX | HORN M-C ADDRESSABLE WALL MOUNT W FIRE MARKINGS (RED)..REPLACES 4901-9850 | S49AOWRF | 45.5 | 129 | 40
49AO-WWF SIMPLEX | AO, WALL WHITE FIRE | S49AOWWF | 52.3211 | 43 | 30
49AV-WRF SIMPLEX | A/V M-C ADDRESSABLE WALL MOUNT W FIRE MARKINGS (RED)..REPLACES 4903-9450. 4903-9451,4903-9452 and 4906-9227 | S49AVWRF | 69.5 | 11 | 30
49AV-WRFO SIMPLEX | A/V M-C ADDRESSABLE WEATHERPROOF WALL MOUNT W FIRE MARKINGS (RED) | S49AVWRFO | 85.89 | 52 | 20
49AV-WWF SIMPLEX | ADDRESSABLE AUDIBLE/VISIBLE WALL | S49AVWWF | 74 | 36 | 0
49CMTV-WRF SIMPLEX | CONVENTIONAL MTV WALL RED FIRE | S49CMTVWRF | 80 | 15 | 0
49CMT-WRF SIMPLEX | CONVEN MT WALL RED FIRE | S49CMTWRF | 51.7533 | 11 | 0
49MTV-WRF SIMPLEX | RED, WALL MOUNT MULTI-TONE HORN STROBE | S49MTVWRF | 69.5 | 45 | 0
49MT-WRF SIMPLEX | RED, WALL MOUNT MULTI-TONE HORN | S49MTWRF | 44.9 | 30 | 0
49VO-APPLW SIMPLEX | VO APPLIANCE ONLY CEILING | S49VOAPPLW | 75.372 | 50 | 70
49VO-APPLW-O SIMPLEX | VO, APPLIANCE ONLY WALL WP | S49VOAPPLWO | 75.3885 | 16 | 20
49VOC-CWF SIMPLEX | VO COVER, CEILING WHITE FIRE | S49VOCCWF | 5.46 | 9 | 20
49VO-WRA-A SIMPLEX | VO, WALL RED ALERT AMBER..REPLACES : 4906-9205 | S49VOWRAA | 56.9 | 80 | 0
49VO-WRF SIMPLEX | VO, WALL RED FIRE..Replaces..4906-9201 ..4904-9350..4904-9351..4904-9352 | S49VOWRF | 67 | 50 | 38
49VO-WRFO SIMPLEX | VO, WALL RED FIRE WEATHERPROOF | S49VOWRFO | 81 | 34 | 8
49VO-WWA SIMPLEX | VO, WALL WHITE ALERT | S49VOWWA | 67 | 15 | 40
49VO-WWF SIMPLEX | VO, WALL WHITE FIRE..REPLACES: ..4904-9353..4904-9354..4904-9355..4903-9250 | S49VOWWF | 58 | 0 | 0
49VO-WWF-BA SIMPLEX | WALL MOUNT ADDRESSABLE MULTI-CANDELA STROBE..Intensity selectable as 15, 30, 75, 110, 135, or 185 cd ..WHITE | S49VOWWFBA | 61.5 | 135 | 0
49WPBB-AVVOWR SIMPLEX | WP BACK BOX AV OR VO WALL RED | S49WPBB-AVVOWR | 19.45 | 0 | 100
4W-B SYSTEM SENSOR | 4-wire Photoelectric i3 Smoke Detector | S4WB | 33.57 | 51 | 0
4WTA-B SYSTEM SENSOR | Photoelectric Smoke and Heat Detector / Sounder | S4WTAB | 43.79 | 18 | 0
4WTR-B SYSTEM SENSOR | 4-wire, photoelectric i3 smoke detector with thermal sensor and Form C relay. | S4WTRB | 44 | 35 | 0
5151 SYSTEM SENSOR | 100 SERIES PLUG-IN TERMINAL | S5151 | 23.09 | 16 | 0
5251RB SYSTEM SENSOR | Heat Sensor, ROR - Analog | S5251RB | 59 | 9 | 0
5603 SYSTEM SENSOR | 135°F FIXED TEMPERATURE | S5603 | 13.33 | 112 | 0
5604 SYSTEM SENSOR | 194 °F (90° C) fixed temperature. | S5604 | 11 | 76 | 0
5621 SYSTEM SENSOR | 135°F FIXED TEMPERATURE | S5621 | 24.45 | 123 | 0
5622 SYSTEM SENSOR | 194°F FIXED TEMPERATURE RATE OF RISE | S5622 | 20.13 | 1 | 0
5623 SYSTEM SENSOR | 135°F FIXED HEAT DETECTOR TEMP ONLY | S5623 | 20.13 | 7 | 0
5624 SYSTEM SENSOR | 194°F FIXED TEMPERATURE | S5624 | 21.57 | 74 | 0
562-727 SIMPLEX | 32PT MOTHER BOARD | S562727 | 73.219 | 7 | 0
562-729 SIMPLEX | LED/SWITCH CONTROLLER | S562729 | 210.99 | 1 | 0
562-731 SIMPLEX | 8 PT MONITOR CLASS B | S562731 | 290 | 10 | 0
562-814 SIMPLEX | 8 SW/8 LED MODULE | S562814 | 130.29 | 0 | 0
562-827 SIMPLEX | EXPANSION POWER SUPPLY | S562827 | 319 | 4 | 0
562-856 SIMPLEX | CLASS B MOTHER BOARD | S562856 | 54.9 | 15 | 10
562-907 SIMPLEX | AMPLIFIER BOARD ASSEMBLY | S562-907 | 294.8 | 31 | 30
562-936 SIMPLEX | 9DISCONTINUED, NO REPLACEMENT)MAPNET 2 | S562936 | 0 | 2 | 0
562-939 SIMPLEX | Class B Signal ZAM MAPNET II | S562939 | 64.9 | 8 | 0
562-974 SIMPLEX | MAPNET POWER SUPPLY BOARD | S562974 | 188.06 | 11 | 0
562-976 SIMPLEX | (DISCOUNTINUED)TRANSCEIVER CIRCUIT BOARD | S562976 | 0 | 0 | 0
565-028 SIMPLEX | 8AMP POWER SUPPLY BOARD 4100 | S565028 | 78.07 | 14 | 0
565-045 SIMPLEX | 4100 8 PT RELAY BD | S565045 | 129.71 | 0 | 10
565-079 SIMPLEX | 8AMP 100WATT POWER SUPPLY 4100 | S565079 | 105.83 | 3 | 0
565-087 SIMPLEX | PC BD 24PT I/O | S565087 | 290 | 21 | 4
565-158 SIMPLEX | MAPNET INSOLATOR BD | S565158 | 304.13 | 4 | 0
565-217 SIMPLEX | 4100 CLASS A RUI BD | S565217 | 154.3245 | 34 | 20
565-226 SIMPLEX | 4100 MONITOR/SECURITY BD | S565226 | 129.9 | 0 | 3
565-231 SIMPLEX | 4100 MONITOR SEC CLASS A | S565231 | 269 | 2 | 0
565-247 SIMPLEX | 4100 CONTROL BD FOR 740-802 | S565247 | 399.95 | 5 | 10
565-265 SIMPLEX | 4002 POWER SUPPLY | S565265 | 178.5 | 7 | 0
565-413 SIMPLEX | WIRED MEDIA MODULE | S565413 | 99.9 | 14 | 10
565-452 SIMPLEX | SIG CARD 6Z CLASS A PCA 4100 | S565452 | 195.5 | 1 | 0
565-453 SIMPLEX | (disc.)SIG CARD 6Z CLASS B PCA 4100 | S565453 | 129.26 | 20 | 10
565-473 SIMPLEX | 4 Circuit IDC Card | S565-473 | 62.7 | 23 | 0
565-477 SIMPLEX | 4005 4-Point NAC/Relay | S565-477 | 119.9 | 17 | 0
565-554 SIMPLEX | 4005 8 PT I/O ASSY | S565554 | 193.8 | 3 | 0
565-637 SIMPLEX | 4098-9681 DUCT BD | S565637 | 33.4 | 9 | 0
565-654 SIMPLEX | 4098-9751,9753 SENSOR W/RELAY | S565654 | 35 | 30 | 20
565-792 SIMPLEX | 4010 EXPANSION PWR SUPPLY PCA | S565792 | 306.02 | 9 | 3
562-812 SIMPLEX | POWER CHARGER ASSEMBLY | S565812 | 194.9 | 1 | 0
565-831 SIMPLEX | 4098 2WIRE DUCT SENSOR PC BD A | S565831 | 38.97 | 15 | 0
565-905 SIMPLEX | 4098 4WIRE DUCT DETECTOR PC BD | S565905 | 34.068 | 5 | 9
565-925 SIMPLEX | REPLACEMENT PC BOARD FOR 4 WIRE DUCT SENSOR (4098-9756) | S565-925 | 55.9 | 17 | 0
565-964 SIMPLEX | 2 WIRE DUCT W/RELAY DRIVE | S565964 | 39 | 45 | 0
566-060 SIMPLEX | 4100U/ES LED/SW CONTROL BD | S566060 | 101.9702 | 19 | 0
566-075 SIMPLEX | 4100U/ES EXT POWER SUPPLY BD | S566075 | 235.9 | 3 | 0
566-246 SIMPLEX | 4100U/ES PDM BD | S566246 | 65.65 | 24 | 0
566-252 SIMPLEX | 4005 Power Supply | S566-252 | 490 | 5 | 0
566-277 SIMPLEX | 4100U/ES REMOTE PS BD | S566277 | 310 | 3 | 0
566-284 SIMPLEX | 4100U/ES 2/40 IFC BD | S566284 | 95.271 | 34 | 20
566-320 SIMPLEX | 4100U/ES BATTERY CHARGER BD | S566320 | 293 | 4 | 0
566-750 SIMPLEX | (DISCONTINUED)4020 MAPNET TRANSCEIVER BD | S566750 | 485.9 | 0 | 0
566-758 SIMPLEX | (DISCONTINUED)ASSY-UPC STANDARD SLAVE-4020 | S566758 | 430 | 0 | 0
566-826 SIMPLEX | DISCONTINUED | S566826 | 287.9 | 0 | 0
605-208 SIMPLEX | 1403-HORIZONTAL SHIFT ASSY | S605208 | 488.7 | 4 | 0
610-297 SIMPLEX | 1404 PURPLE RIBBON | S610297 | 16.632 | 28 | 0
6261-006 EDWARDS | Air Sampling tube - 78 inch Long | S6261006 | 10.4 | 18 | 40
6261-010 EDWARDS | Air Sampling Tube - 120 inch Long | S6261010 | 14.21 | 51 | 0
631-033 SIMPLEX | OLD STYLE DUCT DET COVER | S631033 | 42.44 | 149 | 0
6310-9075 SIMPLEX | IMP 12" RND SUR/SF 24VDC BLK | S63109075 | 522.53 | 2 | 0
6310-9231A SIMPLEX | CLK/SW 12"RND SF 120/60 3WBLK | S63109231 | 265 | 5 | 10
631-114 SIMPLEX | 4098-9826 BAFFLE | S631114 | 25 | 0 | 0
6311-9502 SIMPLEX | MSTR CTL FOR 6311 TIMER | S63119502 | 88 | 0 | 0
6334-9144 SIMPLEX | 4" BLUE 6 DIGIT LED CLOCK 120V | S63349144 | 951.09 | 30 | 14
6334-9802 SIMPLEX | GANG BOX ADAPTER PLT | S63349802 | 7.75 | 74 | 0
6334-9803 SIMPLEX | ADAPTER HARNESS 120 VAC | S63349803 | 15.13 | 34 | 0
636-394 SIMPLEX | Master Control Keyboard | S636394 | 34.9 | 8 | 0
636-409 SIMPLEX |  | S636409 | 42.9 | 5 | 0
636-820 SIMPLEX | 4010 KEYBOARD | S636820 | 20 | 21 | 0
650-759 SIMPLEX | RUI+, CPU MOTHERBOARD | S650759 | 167.348 | 4 | 0
677-201 SIMPLEX | 4098 BASE W/O RELAY | S677201 | 42 | 7 | 0
677-202 SIMPLEX | 4098 BASE W/RELAY | S677202 | 44 | 31 | 0
733-660 SIMPLEX | 4100 HARNESS UT | S733660 | 13 | 9 | 0
733-794 SIMPLEX | SIMPLEX PROGRAMMING DOWNLOAD CABLE | S733794 | 20.37 | 86 | 0
733-868 SIMPLEX | 4098 DUCT HARNESS | S733868 | 9 | 40 | 0
733-875 SIMPLEX | CABLE ASSEMBLY CITY CIRCUIT | S733-875 | 13.9 | 26 | 0
733-882 SIMPLEX | 4005 EXPANSION PWR SPLY HARN | S733882 | 6.85 | 45 | 0
734-008 SIMPLEX | PDI PWR/COM HARNESS | S734008 | 7.616 | 19 | 0
740-792 SIMPLEX | (DISCONTINUED)CPU HARNESS RETROFIT KIT | S740792 | 98.66 | 11 | 0
742-342 SIMPLEX | 4100U/ES SPS BD 120V | S742-342 | 442.75 | 1 | 0
742-346 SIMPLEX | NAC EXTENDER BOARD | S742-346 | 384.1 | 56 | 15
742-351 SIMPLEX | POWER DISTRIBUTION BOARD PDI | S742-351 | 124.32 | 11 | 10
742-406 SIMPLEX | 4009T SYSTEM KIT MAIN CPU | S742406 | 575 | 10 | 45
742-516 SIMPLEX | (DISCONTINUED)4100U/ES CPU MOTHERBOARD | S742516 | 173 | 0 | 0
742-590 SIMPLEX | 4100U/ES 2X40 IFC DOOR ASSY | S742590 | 430 | 5 | 4
8565-180 SIMPLEX | (DISCONTINUED)SIGNAL FIRE ALARM PULL STATION | S8565180 | 680 | 7 | 0
8565-256 SIMPLEX | (DISCOUNTINUED)4020 UPS CONTROL BOARD | S8565-256 | 481.6 | 0 | 0
8565-479 SIMPLEX | 4005 POWER SUPPLY ASSY | S8565479 | 800 | 3 | 0
8565-802 SIMPLEX | 4010 24PT I/O PC BD | S8565802 | 299 | 0 | 0
8566-071 SIMPLEX | 4100U SPS BD | S8566071 | 330 | 8 | 0
8566-719 SIMPLEX | 4100ES MASTER CONTROLLER BD | S8566719 | 621 | 0 | 0
8636-341 SIMPLEX | (DISCONTINUED)4020 GOLD WING POWER SUPPLY | S8636341 | 640 | 0 | 0
8650-440 SIMPLEX | 4010ES CPU BOARD AND 2X40 LCD | S8650440 | 704.9 | 7 | 0
8740-802 SIMPLEX | Power Supply Assembly (-6005) | S8740802 | 980 | 6 | 14
8743-581 SIMPLEX | 4008 ELECTONIC BAY ASSEMBLY | S8743581 | 720 | 2 | 0
A77-01-02 SYSTEM SENSOR | Replacement terminal block kit for WFD series waterflow detectors. | SA770102 | 27.89 | 12 | 0
A77-716B SYSTEM SENSOR | System Sensor EOLR-1 SPST N/O Relay..Model EOLR-1 is an epoxy encapsulated, single-pole single-throw,..normally open relay that can be used as an end of line device in fire..alarm systems, e.g. to supervise power supplies. | SA77716B | 26 | 0 | 0
AD2-P SIEMENS | Duct Smoke Detector | SAD2P | 125 | 0 | 0
ADBH-11 SIEMENS | (DISC.)Siemens ADBH-11 Audible Fire Detector Mounting Base | SADBH11 | 130.5 | 0 | 0
ADBX-11 SIEMENS | Audible Base for FP-11 | SADBX11 | 147.14 | 1 | 30
AH-R-WP SIEMENS | AH Horn Red Weatherproof | SAHRWP | 28.9 | 29 | 0
AS-75-R-WP SIEMENS | AS HORN 75CD RED WEATHERPROOF | SAS75RWP | 66.8 | 20 | 0
AS-MC-R SIEMENS | AS horn, multi candela, red | SASMCR | 63.85 | 13 | 0
ASWP-2475C-FR SIMPLEX | HN STR,CEIL,WP,24VDC,3DB,75CD, | SASWP2475CFR | 99.9 | 5 | 0
B200S SYSTEM SENSOR | Addressable, Synchronizable, Intelligent Sounder base designed for new and existing dwelling unit applications. | SB200S | 49.546 | 54 | 0
B200S-LF SYSTEM SENSOR | Low Frequency (520 Hz) Intelligent, Syncronizable, Sounder Base designed for new and existing dwelling unit applications. | SB200SLF | 79.51 | 99 | 0
BEAM1224A SYSTEM SENSOR | Are four wire conventional reflected beam smoke detectors. They are uniquely suited for protecting open areas with high ceilings where spot-type smoke detectors are difficult to install and maintain. USED IN CANADA | SBEAM1224A | 497 | 0 | 0
BEAM1224S SYSTEM SENSOR | Same as BEAM1224 with Built-in Sensitivity Test Filter. | SBEAM1224S | 592.94 | 5 | 0
S-BRAVO-PU SIMPLEX |  | S-BRAVO-PU | 0 | 0 | 0
CHRL SYSTEM SENSOR | L-Series, red, wall-mountable, chime that is unmarked. | SCHRL | 25.494 | 27 | 0
CO1224T SYSTEM SENSOR | Carbon Monoxide Detector W/Test – Wall Mt | SCO1224T | 57 | 0 | 100
CO1224TR SYSTEM SENSOR | Carbon Monoxide Detector W/Test – Ceiling Mt | SCO1224TR | 59.5 | 87 | 0
CRC-6 500-033250 SIEMENS | Fire Alarm Control Relay Card | SCRC6 | 350 | 4 | 0
CRM-4 500-890401 SIEMENS | CRM-4 CONT RELAY MODULE | SCRM4 | 300 | 0 | 0
CZM-4 SIEMENS | CONVENTIONAL ZONE MOD (4 ZONES) | SCZM4 | 0 | 0 | 0
D4120 SYSTEM SENSOR | InnovairFlex 4-wire conventional photoelectric duct detector, includes 2D51 detector. | SD4120 | 117 | 1 | 100
DB-11 SIEMENS | Low Profile Surface Mount Detector Base | SDB11 | 7.9 | 180 | 1000
DB-3S SIEMENS | SERIES-3 BASE | SDB3S | 11 | 49 | 0
DB-ADPT SIEMENS | The Siemens DB-ADOPT Detector/Base Adapter interfaces Series 11 detectors with preciously installed DB-3S bases. For Series 3 air duct detector models AD-3P, AD-3ILP, and SA-3P, use Series 11 Dutch Update Kit AD-11UK, which contains both the DB-ADPT an... | SDBADPT | 23.5 | 24 | 0
DB-X11RS SIEMENS | SERIES-11 MOUNTING BASE WITH RELAY FOR ML | SDBX11RS | 54.781 | 10 | 0
DB-X3RS SIEMENS | SERIES-3 MOUNTING BASE WITH RELAY | SDBX3RS | 56.826 | 15 | 0
DCT-1E SIEMENS | 5 CHANNEL DIALER WITH ENCLOSURE | SDCT1E | 304.332 | 1 | 0
DH24120SPC SIMPLEX | DR HLDR,SURF MNT,CHRM | SDH24120SPC | 78 | 14 | 0
DI-3 SIEMENS | Ionization Smoke Detector | SDI3 | 0 | 0 | 0
DMK-11 SIEMENS | DMK-11 DETECTOR MAINT. KIT FOR HFP-11, HFPO-11, FP-11 | SDMK11 | 10 | 0 | 50
DNR SYSTEM SENSOR | DUCT SMOKE DETECTOR HOUSING | SDNR | 68 | 101 | 0
DNRW SYSTEM SENSOR | InnovairFlex duct detector, non-relay, does not include head, watertight | SDNRW | 128 | 15 | 0
DPU SIEMENS | Device Programmer/Loop Tester | SDPU | 800 | 1 | 0
DPU-C1 SIEMENS | DPU Carrying Case | SDPUC1 | 114.9696 | 7 | 0
DSC SIEMENS | DUAL SYNC CONTROL MODULE | SDSC | 79.75 | 2 | 0
DST-10 SYSTEM SENSOR | 10' METAL SAMPLING TUBE DUCT | SDST10 | 25.9 | 30 | 0
DST-1.5 SYSTEM SENSOR | 1.5' DUCT DETECTOR SAMPLING TUBE | SDST15 | 9.9 | 56 | 0
DST-3 SYSTEM SENSOR | STEEL SAMPLING TUBE 3' | SDST-3 | 10.75 | 93 | 0
DST-5 SYSTEM SENSOR | STEEL SAMPLING TUBE 5' | SDST5 | 14.25 | 5 | 0
EN-PAD SIEMENS | BLACK ENCLOSURE FOR PAD-3....COMBINE WITH PAD-3-MB TO FORM PAD-3 | SENPAD | 108.94 | 25 | 0
EOLR-1 SYSTEM SENSOR | SPST relay, ULC approved as an end of line relay to supervise power supplies. | SEOLR1 | 13.63 | 2 | 0
EPS40-2 SYSTEM SENSOR | Pressure Switch, Includes Two SPDT Switch | SEPS402 | 83.104 | 18 | 0
F110 SYSTEM SENSOR | Retrofit flange for BX-501 base; converts classic high profile to low profile base. | SF110 | 6.5 | 135 | 0
F-A3384-000 SYSTEM SENSOR | Air filter aspirating detector | SFA3384000 | 87 | 0 | 0
FC901-U3 SIEMENS | 50 Pt Electronic Kit - Main Board - 170W PS | SFC901U3 | 683.24 | 2 | 0
FDBZ492 SIEMENS | Duct Housing - 2 Wire without relay | SFDBZ492 | 99.344 | 7 | 30
FDBZ492-HR SIEMENS | DUCT HOUSING - 2 WIRE WITH RELAY FOR ADDRESSABLE SYSTEMS | SFDBZ492HR | 125 | 2 | 0
FDBZ492-R SIEMENS | DUCT HOUSING - 2 WIRE WITH RELAY FOR CONVENTIONAL SYSTEMS | SFDBZ492R | 111.51 | 13 | 0
FP-11 SIEMENS (REFURBISHED) | REFURBISHED - UNDER WARRANTY AND WORKING CONDITION....Two-Wire, Heat and Photo Detector ,WORKS W/XLS & MXL series control panels | SFP11 | 150 | 0 | 0
FP-11 SIEMENS | (DISC. USE SIEMENS OP921)Two-Wire, Heat and Photo Detector ,WORKS W/XLS & MXL series control panels | SFP11N | 278.6 | 45 | 0
FPT-11 500-095918 SIEMENS | (DISC. USE SIEMENS HI921)INTELLIGENT THERMAL DETECTOR | SFPT11 | 260.62 | 3 | 25
GSA4098-9792 SIMPLEX | SSD SENSOR BASE GSA | SGSA40989792 | 24.5 | 0 | 0
HCP 500-034860 SIEMENS | Intelligent Control Point | SHCP | 137.85 | 0 | 0
HFP-11 500-033290 SIEMENS | (DISC. USE SIEMENS OP921)Intelligent Heat & Photoelectric Smoke Detector | SHFP11 | 215.46 | 75 | 500
HI921 SIEMENS | Heat detector (static + RoR) ( Local )(REPLACEMENT FOR FPT-11) | SHI921 | 37.5 | 0 | 0
HMS-D 500-033400 SIEMENS | MANUAL PULL STATION, ADDRESSABLE, DUAL ACTION | SHMSD | 99.12 | 38 | 0
HMS-S 500-033200 SIEMENS | MANUAL PULL STATION, ADDRESSABLE, SINGLE ACTION | SHMS-S | 90 | -1 | 0
HFPT-11 500-033380 SIEMENS | (DISC. USE SIEMENS OH921)INTELLIGENT THERMAL DETECTOR | SHPFT11 | 102 | 55 | 0
HR-LF SYSTEM SENSOR | LOW FREQUENCY SOUNDER, RED | SHRLF | 42 | 0 | 0
HS-MC-R SIEMENS | HS HORN RED | SHSR | 79.86 | 9 | 50
HTRI-M 500-034000 SIEMENS | SINGLE INTERFACE MODULE, 2 WIRES, WORKS W/ XLS/FS-250 PANELS | SHTRIM | 40 | 7 | 0
HTRI-R 500-033300 SIEMENS | SINGLE INPUT MODULE, W/ RELAY | SHTRIR | 62 | 35 | 0
HTRI-S SIEMENS | SINGLE INPUT MODULE | SHTRIS | 75 | 0 | 0
IDP-CONTROL SILENT KNIGHT |  | SIDPCONTROL | 71.2 | 0 | 0
IDP-FIRE-CO SILENT KNIGHT | ADDRESSABLE FIRE & CO DETECTOR | SIDPFIRECO | 165.16 | 29 | 25
IDP-HEAT-HT SILENT KNIGHT | Heat detector | SIDPHEATHT | 61.15 | 0 | 0
IDP-MONITOR SILENT KNIGHT | Compact Addressable Monitor Module, Class A & B Wiring, Color: Ivory | SIDPMONITOR | 58 | 16 | 0
IDP-MONITOR-2 SILENT KNIGHT |  | SIDPMONITOR2 | 94.23 | 42 | 0
IDP-PHOTO-IV SILENT KNIGHT | The IDP-Photo is a photoelectric smoke detector and the IDP-Photo-T is a photoelectric smoke detector with thermal. | SIDPPHOTOIV | 69.216 | 0 | 0
ILED-HC SIEMENS | Ceiling Firefinder XLS Intelligent Remote Alarm Lamp | SILEDHC | 24.9 | 0 | 0
ILP-1 SIEMENS | PHOTOELECTRIC SMOKE DETECTOR | SILP1 | 260 | 0 | 0
2099-9803 SIMPLEX | BREAKGLASS | SIM20999803 | 2.53 | 591 | 200
454-101 SIMPLEX | KEY FOR SWITCH - | SIM454101 | 2 | 236 | 0
630-201 SIMPLEX | PULL STATION ROD | SIM630201 | 2 | 377 | 0
IDP-MONITOR-10 SILENT KNIGHT | Ten Input Monitor Module | SKIDPMONITOR10 | 393.08 | 24 | 0
IDP-PHOTO SILENT KNIGHT | (DISC. USE IDP-PHOTO-W or IDP-PHOTO-IV)The IDP-Photo is a photoelectric smoke detector and the IDP-Photo-T is a photoelectric smoke detector with thermal. | SKIDPPHOTO | 50 | 0 | 0
IDP-Pull-DA Silent Knight |  | SKIDPPULLDA | 92.876 | 24 | 0
IDP-RELAY SILENT KNIGHT | ADDRESSABLE RELAY MODULE | SKIDPRELAY | 71.02 | 0 | 0
IFP-1000 SILENT KNIGHT | This is the Replacement Board for the Silent Knight Farenhyt IFP-1000 Intelligent Fire Alarm Control Panel. New style boards have a USB port and Serial port for programming. | SKIFP1000 | 0 | 27 | 0
SK-RELAY-6 SILENT KNIGHT | Intelligent Six Relay Control Module | SKSKRELAY6 | 367 | 0 | 0
LENS-R SYSTEM SENSOR | Wall Strobe Lens Attachment, Red | SLENSR | 7.2 | 8 | 0
LIM-1 SIEMENS | Line Isolator Module | SLIM1 | 168 | 7 | 0
MH-W SIEMENS | MINI HORN WHITE | SMHW | 17.75 | 0 | 60
MRI-2251B SECUTRON | Low profile intelligent photoelectric sensor plug in. Requires a low profile 200 series base | SMRI2251B | 55.44 | 0 | 0
MRI-M500R SECUTRON | Intelligent Relay Output Module | SMRI500R | 61.6 | 1 | 0
MRI-5251B SECUTRON | Low Profile Intelligent Thermal Sensor FT 135F Plug in. Requires a Low Profile 200 Series Base. | SMRI5251B | 44.24 | 0 | 0
MRI-M500M SECUTRON | Intelligent Monitor Module | SMRIM500M | 49.84 | 0 | 3
MSI-10B 500-893080 SIEMENS | PULL STATION, SINGLE ACTION , ADDRESSABLE | SMSI10B | 260 | 4 | 0
MSI-20B SIEMENS | INTELLIGENT MANUAL STATION, DOUBLE ACTION | SMSI20B | 408.99 | 20 | 5
SIEMENS MSM-K-WP | MANUAL METAL WEATHERPROOF PULL STATION WITH KEY | SMSMKWP | 159 | 10 | 0
OH121 SIEMENS | Conventional Optical/Heat combined | SOH121 | 36.88 | 140 | 0
ABHHW-4S | MULTI-CRITERIA INTELLIGENT FIRE DETECTOR | SOH921 | 42 | 0 | 50
OOH941 SIEMENS | Dual Optical / Heat Detector | SOOH941 | 100 | 14 | 0
OP121 SIEMENS | Conventional Optical Detector | SOP121 | 35 | 84 | 0
OP921 SIEMENS | ADDRESSABLE SMOKE DETECTOR(REPLACEMENT FOR HFP-11) | SOP921 | 40.5 | 15 | 0
OSY2 SYSTEM SENSOR | Outside Screw and Yoke valve supervisory switch | SOSY2 | 66.75 | 27 | 0
P2R SYSTEM SENSOR | Horn/Strobes - Wall Mount UL....Discontinued and replaced by the P2RL | SP2R | 46.5 | 0 | 0
P2RHK SYSTEM SENSOR | HORN/STROBE HI-CANDELA WEATHERPROOF | SP2RHK | 76.7339 | 23 | 0
P2RH-LF SYSTEM SENSOR | LOW FREQUENCY SOUNDER STR RED | SP2RHLF | 70 | 15 | 0
P2RK SYSTEM SENSOR | Horn/Strobe, 12/24 Volt, Red, Multi-Candela 15,15/75,30, 75,110,115 cd, Outdoor, Includes backbox | SP2RK | 53.29 | 35 | 20
P2RL SYSTEM SENSOR | (Replaces P2R) ..L-Series, red, wall-mountable, clear lens, 2-wire, horn strobe marked "FIRE". Selectable strobe settings: 15, 30, 75, 95, 110, 135, and 185 cd | SP2RL | 42.88 | 41 | 60
P4R SYSTEM SENSOR | (DISC. USE P4RL)4 Wire Horn/Strobe Standard Candela Red | SP4R | 44.55 | 20 | 0
P4RH SYSTEM SENSOR | 4 Wire Horn/Strobe Hi Candela Red | SP4RH | 48.98 | 0 | 0
P4RK SYSTEM SENSOR | 4 Wire Horn/Strobe STD Candela Red | SP4RK | 61.41 | 27 | 0
P4RL | REPLACMENT P4R | SP4RL | 57.9908 | 49 | 0
PAD-3 MB SIEMENS | PAD-3-MB AUXILIARY PWR SUP PCB....COMBINE WITH EN-PAD TO FORM PAD-3 | SPAD3 | 478 | 1 | 0
PAD-3 SIEMENS | P/S NAC EXT 6 AMPS | SPAD3 | 715.52 | 0 | 0
PC2475W SYSTEM SENSOR | (DISCONTINUED)Fire Alarm White Ceiling Mount Horn | SPC2475W | 36 | 0 | 0
PC2RL SYSTEM SENSOR | S/S HORN/STROBE 2W RED..CEILING | SPC2RL | 47.39 | 34 | 0
PC2WL SYSTEM SENSOR | L-Series, white, ceiling-mountable, clear lens, 2-wire, horn strobe marked "FIRE". Selectable strobe settings: 15, 30, 75, 95, 115, 150 and 177 cd | SPC2WL | 43 | 0 | 0
PR-1 SYSTEM SENSOR | DPDT Relay, c/w activation LED | SPR1 | 13.35 | 7 | 0
PR-2 SYSTEM SENSOR | DPDT relay, c/w activation LED | SPR2 | 15.16 | 5 | 0
PS-35 SIEMENS | (DISCOUNTINUED)POWER SUPPLY 24VDC-120VAC,....10 AMP | SPS35 | 800 | 0 | 0
R-10E SYSTEM SENSOR | SINGLE RELAY | SR10E | 22 | 65 | 0
RA-100 SILENT KNIGHT | Remote Annunciator | SRA100 | 415.8 | 0 | 0
RL-HC SIEMENS | REMOTE LAMP-CEILING | SRLHC | 20.13 | 12 | 0
RL-HW SIEMENS | REMOTE LAMP-WALL | SRLHW | 19 | 11 | 0
RSSP-24MCW-FR WHEELOCK | STROBE 24 DC 15/30/75/110CD..WALL RED | SRSSP24MCWFR | 46.4 | 2 | 0
2WT-B SYSTEM SENSOR | Photo Detector, 2-wire, 12/24 Vdc, Photo Thermal. | SS2WTB | 33.82 | 41 | 0
4WT-B SYSTEM SENSOR | Photo Detector, 4-wire, 12/24 Vdc, Photo Thermal. | SS4WTB | 36 | 30 | 0
S5439-B23-A1 SIEMENS |  | SS5439B23A1 | 0 | 0 | 0
APB200 SYSTEM SENSOR | AP SERIES INTELLIGENT SOUNDER BASE | SSAPB200 | 68.1 | 10 | 0
SA-WBB SYSTEM SENSOR | WEATHER PROOF BACK BOX- WALL | SSAWBB | 16.1 | 38 | 0
B200SR-LF SYSTEM SENSOR | Notifier, Low Frequency Intelligent, programmable sounder base. Produces a fundamental frequency of 520 Hz +/-..10% with a square wave or its equivalent; designed to meet the NFPA 72 sleeping space requirement. Intended for..retrofit applications. | SSB200SRLF | 86.35 | 44 | 0
SBBCRL SYSTEM SENSOR | L-Series, red, ceiling surface-mountable back box. | SSBBCRL | 19 | 20 | 0
SBBR SYSTEM SENSOR | (DISCONTINUED, PLEASE USE SBBRL)Indoor Surface Mount Back Box, Red | SSBBR | 9.5 | 1 | 0
SBBSPR SYSTEM SENSOR | Red,Surf.Wall.Mount Back Box | SSBBSPR | 14.9 | 28 | 0
BEAM1224 SYSTEM SENSOR | Projected Beam Smoke Detector, Single-ended Reflected Type, Includes..Trouble Relay, Transmitter/Receiver in One Unit. | SSBEAM1224 | 470 | 4 | 0
SCRK SYSTEM SENSOR | red, ceiling-mount, outdoor strobe with selectable strobe settings of 15, 15/75, 30, 75, 95, 110 and 115 cd. | SSCRK | 41.36 | 24 | 0
SCRL SYSTEM SENSOR | L-Series, red, ceiling-mountable, clear lens, strobe marked "FIRE". Selectable strobe settings: 15, 30, 75, 95, 115, 150, and 177 cd. | SSCRL | 40.45 | 36 | 0
SCWL SYSTEM SENSOR | white, ceiling-mount strobe with selectable strobe settings | SSCWL | 36.23 | 6 | 0
SD500-LED SIELNT KNIGHT | LED DRIVER MODULE FOR SLC LOOP | SSD500LED | 369.75 | 3 | 0
SEC-W SIEMENS | WHITE CEILING SE SPEAKER | SSECW | 27.398 | 0 | 50
SEF-MC-R SIEMENS | E SPEAKER FLUSH MULTI CANDELA RED | SSEFMCR | 78.904 | 26 | 0
SEF-MC-W SIEMENS | Fire Alarm Speaker Strobe Multi-candela | SSEFMCW | 79.1 | 3 | 0
SE-MC-R SIEMENS | SE Speaker / Speaker-Strobe: Multi-Candela, Red | SSEMCR | 75 | 6 | 0
SE-MC-W SIEMENS | E SPEAKER MULTI CANDELA WHITE | SSEMCW | 70.503 | 12 | 50
SET-CW SIEMENS | SET Series: Ceiling Speaker, White | SSETCW | 41.25 | 14 | 0
SET-MC-CW SIEMENS | ET MULTI-CANDELA WHITE CEILING | SSETMCCW | 94 | 31 | 0
SET-MC-R 500-636051 SIEMENS | ET multi-candela red | SSETMCR | 93.72 | 39 | 0
SE-W SIEMENS | Fire Alarm White Speakers | SSEW | 28.5 | 9 | 0
SK-DUCT SILENT KNIGHT | DUCT DETECTOR, WITH PHOTO AND NO RELAY | SSKDUCT | 155 | 0 | 0
SK-MONITOR SILENT KNIGHT | The SK-MONITOR is an addressable monitor module that acts as an interface to dry contact devices such as waterflow switches and conventional pull stations... | SSKMONITOR | 0 | 1 | 0
SK-MONITOR-2 SILENT KNIGHT |  | SSKMONITOR2 | 81.1492 | 3 | 0
SK-RELAY SILENT KNIGHT | RELAY MODULE | SSKRELAY | 65.25 | 23 | 0
M501M SYSTEM SENSOR | Mini Monitor Module | SSM501M | 44 | 39 | 0
SPCWL SYSTEM SENSOR | L-Series, white, ceiling-mountable, high fidelity, speaker. | SSPCWL | 26.08 | 29 | 0
SPRK SYSTEM SENSOR | red, outdoor speaker for wall installation. | SSPRK | 48.55 | 23 | 0
SPRL SYSTEM SENSOR | L-Series, red, wall-mountable, high fidelity, speaker. | SSPRL | 25.9 | 40 | 0
SPSCRL SYSTEM SENSOR | L-Series, red, ceiling-mountable, clear lens, speaker strobe marked "FIRE". Selectable strobe settings: 15, 30, 75, 95, 115, 150, and 177 cd. | SSPSCRL | 69.622 | 22 | 0
SPSCWK SYSTEM SENSOR | CEILING MT SPKR/STROBE ..WATERPROOF.. | SSPSCWK | 87 | 10 | 0
SPSCWL SYSTEM SENSOR | SPSCWL SYSTEM SENSOR | SSPSCWL | 59.01 | 35 | 0
SPSR SYSTEM SENSOR | (DISCONTINUED USE SPSRL)RED, SPEAKER STROBE, WALLMOUNT | SSPSR | 59.9 | 0 | 0
SPSRK SYSTEM SENSOR | red, outdoor speaker strobe for wall installations with selectable strobe settings of 15, 15/75, 30, 75, 95, 110 and 115 cd. | SSPSRK | 82.08 | 36 | 0
SPSRL SYSTEM SENSOR | S/S SPEAKER STROBE RED WALL | SSPSRL | 40 | 11 | 0
SPSWL SYSTEM SENSOR | L-Series, white, wall-mountable, clear lens, speaker strobe marked "FIRE" | SSPSWL | 55.77 | 19 | 0
SR SYSTEM SENSOR | (DISCONTINUED USE SRL)RED, STROBE, WALLMOUNT | SSR | 27.3 | 0 | 0
SRK SYSTEM SENSOR | STROBE, SELECTABLE, WEATHERPROOF | SSRK | 41.88 | 9 | 0
SRL SYSTEM SENSOR | STROBE ONLY/ WALL MNT/RED | SSRL | 30.13 | 1 | 0
SRL-P SYSTEM SENSOR | The SpectrAlert Advance SR is a red strobe with selectable strobe settings of 15, 15/75, 30, 75, 95, 110 and 115 cd. | SSRLP | 31.08 | 30 | 0
SBBRL SYSTEM SENSOR | Indoor Surface Mount Back Box, Red | SSSBBRL | 12.3 | 116 | 0
SBBSPRL SYSTEM SENSOR | L-Series, red, wall surface-mountable back box for speakers and speaker strobes. | SSSBBSPRL | 15.45 | 19 | 0
ST-50 SIEMENS | 5 FT SAMPLING TUBE | SST50 | 24.95 | 10 | 0
ST-HMC-R-WP SIEMENS | STROBE HI MULTI CANDELA WALL RED | SSTHMCRWP | 70.151 | 16 | 0
STI-1100 STI | Stopper II with Horn (9V battery) - for Flush Stations | SSTI1100 | 65.3515 | 11 | 0
SWL SYSTEM SENSOR | L-Series, white, wall-mountable, clear lens, strobe marked "FIRE". Selectable strobe settings: 15, 30, 75, 95, 110, 135, and 185 cd. | SSWL | 32.5 | 42 | 0
TRI-B6M 500-894546 SIEMENS | (DISCONTINUED)SINGLE INTERFACE MODULE, 2 WIRES, WORKS W/ XLS AND MXL PANELS | STRIB6M | 295.86 | 0 | 60
TRI-D SIEMENS | DUAL INPUT MODULE, W/ SUPERVISON | STRID | 253.75 | 15 | 25
TRI-R 500-896224 SIEMENS | SINGLE INPUT MODULE, W/ RELAY | STRIR | 243.1 | 49 | 30
TRI-S 500-896225 SIEMENS | SINGLE INPUT MODULE | STRI-S | 235 | 33 | 0
TRUESTART2 SIMPLEX | TSI2 INSTRUMENT IDNET/IDNAC | STRUESTAR2 | 1885 | 10 | 0
U-MHU-MCS-W SIEMENS | (DISCONTINUED)HORN STROBE WHITE | SUMHUMCSW | 0 | 0 | 0
WFD60N SYSTEM SENSOR |  | SWFD60N | 110 | 1 | 0
ZH-MC-CR SIEMENS | Z HORN MULTI CANDELA CEILING RED | SZHMCCR | 68.4014 | 31 | 50
ZH-MC-CW SIEMENS | Z HORN MULTI CANDELA CEILING WHITE | SZHMCCW | 65.296 | 0 | 0
ZH-MC-R 500-636161 SIEMENS | Z Horn Multi Candela Wall Red | SZHMCR | 62 | 0 | 0
ZH-R SIEMENS | Z horn red | SZHR | 31 | 10 | 0
ZH-W SIEMENS | 2 - WIRE HORN | SZHW | 30.5 | 0 | 0
ZN-34U SIEMENS | (DISCONTINUED)Gate Valve Supervision Module MODEL ZN-34U | SZN34U | 615.36 | 0 | 0
ZR-MC-CR SIEMENS | Z STROBE MULTI-CANDELA CEILING RED | SZRMCCR | 46.522 | 20 | 50
ZR-MC-CW SIEMENS | Z Strobe Multi-Candela Ceiling White | SZRMCCW | 48.95 | 1 | 0
ZR-MC-R 500-636169 SIEMENS | STROBE , RED, WALL MOUNT | SZRMCR | 40 | 57 | 0
ZR-MC-W SIEMENS | Z Strobe: Multi Candela (Wall), White | SZRMCW | 48.91 | 0 | 0
D7050TH BOSCH | MULTIPLEX PHOTOELECTRIC SMOKE DETECTORS | VDE-L0R-46U | 44.5 | 30 | 0
VHH-100 VESDA | HAND HELD PROGRAMMER | VVHH100 | 1007.3635 | 8 | 0
VLC-500 VESDA | STANDARD VLC DETECTOR | V-VLC500 | 2205.41 | 2 | 0
VLC-505 VESDA | STANDARD VLC DETECTOR | V-VLC505 | 2325.5 | 1 | 0
VLC-600 VESDA | SIMPLEX TRUEALARM LASERCOMPACT | VVLC600 | 2081.098 | 0 | 20
VLF-250-02 VESDA | REPLACEMENT OF THE VLF-250 Standard VLF Detector | V-VLF250 | 1491.1365 | 0 | 1
VLF-500-02 VESDA | REPLACEMENT FOR VLF-500 Standard VLF Detector | VVLF-500 | 2050.5465 | 1 | 1
VLP-002 VESDA | Laserplus VLP Detector | V-VLP002 | 3710 | 0 | 0
VLP-400 VESDA | Laserplus VLP Detector | V-VLP400 | 3400 | 0 | 0
V-PS VIGILANT | Intelligent analog Photoelectric Smoke Detector | VVPS | 43.16 | 0 | 0
VPS-100-US-120 VESDA | Power Supply, Single Zone with Housing, 120 VAC Version..Powers up to 5 remote (single box) units or 1 remote 19” subrack, or 2 VLC/ 2 VLF-250 units, or 1 VLP, VLF-500 or VLS unit. VPS - 100US - XXX requires (2) 12 VDC, 12 Amp/hour batteries | VVPS100US120 | 460.54 | 0 | 0
VS1-R VIGILANT | FACP, 1 Loop, 64 intelligent devices max, 2 Class B NAC's, 4.25A power supply, Red door, 115VAC, capacity for up (2) 10a/h batteries, English | VVS1R | 436.8 | 13 | 0
VSP-009 VESDA | Scanner Chassis & Complete Manifold Assembly. | VVSP009 | 5721.464 | 0 | 0
VSP-015 VESDA | Aspirator for VLP & VLS | VVSP-015 | 447.958 | 5 | 0
VSP-021 VESDA | Imperial Pipe Adaptors, Lot of 4 is 1 unit | V-VSP021 | 22.4812 | 0 | 100
VSP-501 VESDA | Aspirator, VLC | VVSP501 | 511 | 0 | 25
VSP-715 VESDA | Vesda Replacement Aspirator | VVSP-715 | 433.25 | 1 | 0
VSP-962 VESDA | E VEU Filter | VVSP962 | 80 | 6 | 0
AM-SP40S-PMK COOPER | Voice Evacuation Programmed Message Kit, Cooper Wheelock..SP40S AFTR MKT 8 MSG FACT PROG, Wheelock Sig./Cooper Wheelock | WAMSP40SPMK | 325 | 1 | 0
E70-24MCW-FW WHEELOCK | WHITE WALL MOUNT FIRE ALARM SIGNAL SPEAKER STROBE | WE7024MCWFW | 0 | 1 | 0
E-7070-LS-24-VFR WHEELOCK | Red Strobe Speaker 15.0cd NOS NIB | WE7070LS24VFR | 99.9 | 1 | 0
E90-W WHEELOCK | Speaker, White, Ceiling Mount | WE90W | 24.5 | 0 | 0
ET-1010-R WHEELOCK | Speaker, Red, Ceiling Mount, FIRE Lettering, Single Candela | WET1010R | 53.5 | 0 | 0
ET70-24MCW-FR COOPER | Red Wall Mount ET70 Series Speaker Strobe | WET7024MCWFR | 0 | 3 | 0
ET70WP-2475W-FR WHEELOCK | 24VDCV SPEAKER/STROBE | WET70WP2475WFR | 45.9 | 1 | 0
WGEC24-75WR GENTEX |  | WGEC24-75WR | 0 | 0 | 0
HSRC CEILING MOUNT RED IOB-R | HSRC CEILING MOUNT RED IOB-R | WHSRC | 0 | 0 | 0
HSRC WHEELOCK EXCEEDER | 24VDC HORN STROBE, MODEL HSRC, CEILING-MOUNT, RED | WHSRC | 37 | 0 | 0
HSWC WHEELOCK EXCEEDER | HORN/STROBE 12/24VDC | WHSWC | 30 | 15 | 0
WBB-R WHEELOCK | RED FIRE ALARM WEATHER RESISTANT OUTDOOR BACK BOX BACKBOX FIRE SIGNALING | WWBBR | 14 | 0 | 0
GSA-HFS EDWARDS | Intelligent Fixed Temperature Heat Detector - 135F | XV-GTAK-N18E | 37.8 | 34 | 0
1501-AQN5 EDWARDS | SINGLE DOOR DOOR HOLDER, FLOOR MOUNT | YE-DFOU-KG6S | 60 | 49 | 0
KT-RM1 KANTECH | External isolation relay, single pole, double through (SPDT) for output RL1/RL2 |  | 0 | 267 | 0
ASD-PL3 FCI GAMEWELL |  |  | 60.592 | 154 | 0
HES-9500-630-LBM |  |  | 0 | 110 | 0
SLR-835 + HSB-NSA-6 HOCHIKI | PHOTOELECTRIC SMOKE DETECTOR WITH BASE |  | 36.75 | 99 | 0
ASD-PL3R-IV FCI GAMEWELL |  |  | 68.237 | 50 | 0
ATD-L3H FCI GAMEWELL |  |  | 49.294 | 50 | 2
743-180 SIMPLEX | 2 X 40 LCD DISPLAY |  | 118.64 | 41 | 13
2099-9828 SIMPLEX | INSTITUTIONAL COVER KIT |  | 14.8335 | 40 | 0
STI-13000NC STI | STI UNIVERSAL STOPPER..COVER, NO SPACER |  | 34.075 | 40 | 0
WHEELOCK STR EXCEEDER FIRE ALAR | WHEELOCK STR EXCEEDER FIRE ALARM REMOTE 12/24 VDC |  | 0 | 38 | 0
GSA-T3T4 EDWARDS | EST SIGA GSA T3 / T4. Module |  | 0 | 35 | 0
MR-201/T EDWARDS | MULTI-VOLTAGE CONTROL RELAY |  | 0 | 34 | 0
ATD-L3R-IV FCI GAMEWELL |  |  | 52.094 | 33 | 0
GW21757-5 FCI GAMEWELL | Shunt type trip |  | 977.676 | 33 | 3
252-027 SIMPLEX | (DISCONTINUED) |  | 2.9 | 29 | 100
ASD-PL3-IV FCI GAMEWELL |  |  | 69.216 | 29 | 0
6310-9233 SIMPLEX | CLK/SW 12"RND SF120/6 3W BLK24 |  | 270.249 | 23 | 6
ICP-B6 SIEMENS | (DISCONTINUED)INTEL OUTPUT CONTROL PT(B6 CHIP) |  | 420.15 | 23 | 0
LDM-E32 NOTIFIER | FIRE ALARM FACP LAMP DRIVER MODULE EXPANDER LDME32 |  | 0 | 20 | 0
FDRM-1 NOTIFIER | DUAL MONITORING, DUAL RELAY MODULE |  | 150 | 16 | 4
FS-TRI-S SIEMENS | DUAL INPUT MODULE |  | 0 | 16 | 0
ZH-MC-W SIEMENS | Z horn multi Candela wall white |  | 60.928 | 15 | 30
KBD-PS-1 PELCO | POWER SUPPLY SURVEILLANCE SECURITY PLUG UNIT 15V |  | 0 | 9 | 0
IDP-HEAT SILENT KNIGHT | The IDP-Heat, IDP-Heat-HT, and IDP-Heat-ROR are plug in thermal..detectors, with integral communication, that provide features that..surpass conventional detectors |  | 0 | 8 | 0
IDP-Moinitor Silent Knight |  |  | 0 | 8 | 0
4006-9803 SIMPLEX | EXPANSION RELAY MODULE CONVEN |  | 124.4595 | 6 | 0
BB-26 FIRELITE | The BB-26 Battery Box is designed to house two 12VDC, 26AH..batteries. A dead-front panel is supplied with the backbox...Knockouts are provided to facilitate various installation options...The backbox dimensions are illustrated below for installation. |  | 0 | 6 | 0
IDP-PHOTO-R-W SILENT KNIGHT |  |  | 64 | 6 | 20
ZA8-2 EDWARDS | (DISCONTINUED)Conventional Zone Card, 8 Class A Ckts, 2 convert to NACs, requires 2 option spaces |  | 167.89 | 6 | 0
4100-6077 SIMPLEX | MX LOOP MODULE |  | 172.71 | 5 | 0
565-486 SIMPLEX | ASSY BD PWR LTD EXP SPLY 4100 |  | 92.82 | 5 | 1
CRM-4 NOTIFIER | (DISCONTINUED, PLEASE USE FRM-1 OR XP6-R)Notifier CRM-4 Control Relay Module provides the NOTIFIER System 5000, AFC-600, AFP-400, or AFP-300 with four Form-C (SPDT) relay contacts which may be used to control auxiliary devices |  | 0 | 5 | 0
HONEYWELL MT-4RL2-A28 - MT Seri |  |  | 92.5 | 5 | 0
SK-HEAT-ROR-W SILENT KNIGHT | ADDRESSABLE HEAT DETECTOR W/RATE-OF-RISE THERMAL SENSOR; WHITE; INCLUDES BASE |  | 52.65 | 5 | 0
VSP-722 VESDA |  |  | 332.53 | 5 | 0
4098-9834 SIMPLEX | SSD REM TEST STA RED LED KEY |  | 24.87 | 4 | 50
HPFF12 NOTIFIER | 12A 24VDC F/A PS, 120 VAC |  | 711.9 | 4 | 0
LCD-80 NOTIFIER | (DISC. USE LCD2-80)The LCD-80 is an 80-character, backlit LCD display annunciator for the NOTIFIER NFS-640, NFS-3030 (ACS mode only),..AM2020, AFP1010, AFC-600, AFP-400, AFP-300, AFP-200,..System 5000, and System 500 fire alarm control panels, or..the ... |  | 0 | 3 | 0
N-ANN-RLY NOTIFIER |  |  | 215 | 3 | 0
RP-2002 NOTIFIER | NOTIFIER, AGENT RELEASE..CONTROL PANEL, 1 |  | 768.6 | 3 | 0
4005-9807 | 4005-9807 |  | 110 | 2 | 0
4007-9102 SIMPLEX | 4007ES HYBRID FACP, PLATINUM |  | 1137.576 | 2 | 0
4007-9201 SIMPLEX | 4007ES FACP, IDNAC, RED |  | 1058.673 | 2 | 0
4007-9202 SIMPLEX | 4007ES FACP, IDNAC, PLATINUM |  | 1064.4975 | 2 | 0
4010-9401 SIMPLEX | 4010ES FACP 120V RED |  | 1957.006 | 2 | 0
4010-9403 SIMPLEX | 4010ES FACP 120V RED W/LED |  | 2105.994 | 2 | 0
4010-9422 SIMPLEX | 4010ES 2 IDNET 2 BAY PLAT 120V |  | 2394.3645 | 2 | 0
4010-9603 SIMPLEX | 4010ES IDNAC FACP120VRED W/LED |  | 2232.5985 | 2 | 0
RMS-6T-EXP-WP POTTER | Explosion PRF Pull red |  | 350.78 | 2 | 0
RSS-24MCW-FR WHEELOCK | Red Wall Mount RSS Series Strobe 15/30/75/110 Fire Lettering |  | 0 | 2 | 0
SEH-MC-R SIEMENS | HIGH FIDELITY SPEAKER STROBE |  | 75.35 | 2 | 0
SK-PHOTO-W SILENT KNIGHT | SK PHOTOELECTRIC SMOKE....DETECTOR |  | 57.6315 | 2 | 0
SL-DA4R-P FCI GAMEWELL | 4-Wire XP95 Duct Detector (Photoelectric) |  | 174.504 | 2 | 40
2190-9155 SIMPLEX | (DISCONTINUED, PLEASE USE 4090-9101)MONITOR ZAM ASSEMBLY |  | 0 | 1 | 0
565-550 SIMPLEX | 4005 City Circuit Assy |  | 90 | 1 | 0
APS-6R NOTIFIER | (DISC. USE APS2-6R)6.0 Amp, 150 Watt, 24 VDC Output, Switching ,Auxilary Power Supply. |  | 0 | 1 | 0
ECS-CE4 FARENHYT | Audio circuit expander for ECS-125W |  | 230 | 1 | 0
116DEGEXA-FJ |  |  | 1199.44 | 0 | 0
12V 20AH BATTERIES |  |  | 65 | 0 | 0
1PCRDNC40XX-1000R |  |  | 0 | 0 | 0
1PMC40N0-HCJ3R01 |  |  | 0 | 0 | 0
2-CORPL EDWARDS | Replacement CO module for Second Generation Intelligent Sensors |  | 32 | 0 | 25
2084-9108-C SIMPLEX | Replacement Glass Insert for use with 2084-9103-C through -9105C |  | 0 | 0 | 0
2098-9739 SIMPLEX | DET/ACC EOL 24VDC |  | 0 | 0 | 0
2099-9143 SIMPLEX | Manual Pull Station |  | 0 | 0 | 0
2099-9822 SIMPLEX | RETAINING CLIP FOR BRKGLASS ST |  | 0.65 | 0 | 400
2190-9157 SIMPLEX | 4-Wire Detector ZAM, IDC |  | 50 | 0 | 0
266-085 SIMPLEX | B CAM LOCK FOR PLASTIC DOOR |  | 6.27 | 0 | 30
3-ASUMX/100 EDWARDS | Audio Source Unit Memory Expansion, 100 minutes |  | 1133.985 | 0 | 3
33-30699A EDWARDS | Spare ASD-640 Dust Filter |  | 27.126 | 0 | 140
38531-771 APOLLO | Apollo XP95 Xpert Address Card |  | 0 | 0 | 0
4006-9101 SIMPLEX | CONVENTIONAL FA PANEL RED |  | 781 | 0 | 4
4010 FACP SIMPLEX | he 4010 is a single-channel, addressable, modular Fire Alarm Control Panel (FACP) that monitors and controls up to 250 IDNet addressable devices. The Standard Function Input/Output (SFI/O) card, power supply, and cabinet provide a complete fire alarm c... |  | 0 | 0 | 0
4081-9002 SIMPLEX | EOL, 3.3K 1W |  | 3.7555 | 0 | 0
4081-9005 SIMPLEX | EOL, 1.8K 1/2W |  | 1.98 | 0 | 0
4090-9105 SIMPLEX | 4090-9105 FIBER TRANS, CLASS B, IDNET |  | 285 | 0 | 14
4098-9714EA SIMPLEX | ID NET PHOTO SENSOR AUSTRALIA |  | 37 | 0 | 0
4098-9798 SIMPLEX | Detector SSD Sounder Base With Co Module(DISCONTINUED, PLEASE USE 4098-9773) |  | 0 | 0 | 0
4100-0111 SIMPLEX | MAPNET II ISOLATOR MODULE |  | 515 | 0 | 0
4100-0620 SIMPLEX | TRANSPONDER IF MODULE |  | 234.3 | 0 | 6
4100-0622 SIMPLEX | DIGITAL AUDIO RISER MODULE |  | 422.4 | 0 | 6
4100-1321 SIMPLEX | (DISC. USE SIM 4100-1315)BACKUP 100W AMP - 120VAC 70V |  | 945 | 0 | 0
4100-1328 SIMPLEX | DIGITAL 100W AMP 6NAC 120VAC 25V |  | 0 | 0 | 0
4100-6304 SIMPLEX | SIMPLEX 4120 MM-R DUPLEX FIBER MEDIA |  | 340.88 | 0 | 4
4100-9111 SIMPLEX | 4100ES PRECONFIG DOMESTIC 120V |  | 2015 | 0 | 0
4100-9311 | EPS MASTER CONTROLLER 120V |  | 2069.99 | 0 | 0
4190-9013 SIMPLEX | (DISCONTINUED)24 PIN DOT MATRIX PRINTER |  | 1990 | 0 | 0
4605-7401 SIMPLEX | 24 POINT I/O MODULE (N2) |  | 430 | 0 | 0
4640-3462 LCN | LCN, Replacement Control Box Assembly, For 4640 Series Door Closer |  | 1350 | 0 | 2
478-352 SIMPLEX | 4100U/ES 4010ES 120V TRANSFMR |  | 110.5995 | 0 | 10
4904-9142 SIMPLEX | (DISCOUNTINUED)FIRE ALARM STROBE LIGHT |  | 0 | 0 | 0
4904-9171 SIMPLEX | V/O 15CD WHITE FREE-RUN NON-AD |  | 48.147 | 0 | 60
4905-9176 SIMPLEX | (DISCONTINUED) V/O 24VDC 15CD RED VERT F/S |  | 0 | 0 | 0
4905-9993 SIMPLEX | V/O COVER, WHITE, TRUEALERT |  | 4.76 | 0 | 76
4906-9106 SIMPLEX | WP MC VO NON-ADDR WALL WHITE |  | 69.3 | 0 | 15
4906-9137 SIMPLEX | (DISCONTINUED REPLACED BY 49CMTV-WRF)MULTI-TONE AV WALL RED |  | 60 | 0 | 0
4906-9138 SIMPLEX | (DISCOUNTINUED)MULTI-TONE AV WALL WHITE |  | 65 | 0 | 0
4906-9229 SIMPLEX | (DISCONTINUED, PLEASE USE 49WPBB-AVVOWR)Wall Mount A/V, White |  | 80.3 | 0 | 0
5000-004 FIRERAY | Long-Range Prism Kit for Fireray 5000 |  | 0 | 0 | 0
5000-007 FIRERAY | Four-Prism Alignment Adapter for Fireray 5000 |  | 0 | 0 | 0
521NCRXT EDWARDS | Smoke Detector, 2 Wire, Photoelectric, Thermal, Aux Relay, UL |  | 44.6688 | 0 | 60
562-747 SIMPLEX | PC BOARD,8 MAIN SWITCH/16 LED MODULE (DISCONTINUED) |  | 143.06 | 0 | 65
562-940 SIMPLEX | (DISCONTINUED)PCB ASSY 2120 CDT ZAM |  | 68 | 0 | 0
562-941 SIMPLEX | (DISCONTINUED)Mapnet II Class A Monitor Assembly Fire Alarm Device. |  | 73 | 0 | 0
565-009 SIMPLEX | (DISCONTINUED)Simplex 4100 Fire Alarm Signal Relay Board Card |  | 0 | 0 | 0
565-226(REFURBISH) SIMPLEX |  |  | 162 | 0 | 0
565-789 SIMPLEX | (DISCOUNTINUED)Class A Adaptor 4004-9806 , 4010-9806 , 4009-9808 |  | 0 | 0 | 0
566-759 SIMPLEX | (DISCONTINUED)ASSY-UPC STANDARD SLAVE-4020(DISCONTINUED USE SIMPLEX 566-758) |  | 435 | 0 | 0
5860 SILENT KNIGHT | SILENT KNIGHT - LCD REMOTE....ANNUNCIATOR |  | 329.4 | 0 | 0
6554-1 EDWARDS | (DISC. NO REPLACEMENT )FIRE ALARM RELAY 6554 SERIES |  | 0 | 0 | 0
6803-PL MULTILEC | Multilec Industrial Oil.. |  | 257.83 | 0 | 15
6820 SILENT KNIGHT | SILENT KNIGHT -1110-PT..ADDRESSABLE FACP |  | 1424.25 | 0 | 0
740-683 SIMPLEX | 4100 MAPNET REV 8.01 |  | 37.13 | 0 | 10
757-5a-SS70 EDWARDS | DISCONTINUED, PLEASE USE G4HFRF-S2VMC |  | 38.93 | 0 | 0
757-5A-TW EDWARDS | DISCONTINUED WITH NO REPLACEMENT. |  | 0 | 0 | 0
757-8A-SS25 EDWARDS | (DISCONTINUED ONLY THE WHITE VERSION 757-8A-SS25W) 110 cd Speaker/Strobe - 25V, White. Strobe: Meets sleeping area requirement. UL 1971 Listed @ 110 cd, inchFIRE inch wall orientation. |  | 0 | 0 | 0
8562-894 SIMPLEX | AUDIO CONTROL BD 4100 |  | 1013.6 | 0 | 4
8565-158 SIMPLEX | MAPNET INSOLATOR BD |  | 387.75 | 0 | 7
8565-593 SIMPLEX | (DISCONTINUED)4009 PWR LIMITED PWR SUP ASSY |  | 355 | 0 | 0
8636-289 SIMPLEX | (DISCONTINUED)4020 POWER SUPPLY SWITCHER |  | 1075 | 0 | 0
8636-341 SIMPLEX NO SINGLE BOX | (DISCONTINUED)4020 GOLD WING POWER SUPPLY |  | 500 | 0 | 0
8710 FARADAY | SMOKE DETECTOR |  | 299 | 0 | 0
8713 FARWEL | PHOTO/THERMAL DETECTOR (FIRESMART) MPC-6000 & MPC-7000/X1 |  | 0 | 0 | 0
8742-631 SIMPLEX | 4100U/ES XPS IDNET PS ASSY |  | 686.35 | 0 | 10
900-2RS VON DUPRIN |  |  | 0 | 0 | 0
9123F GENTEX | PHOTOELECTRIC SMOKE ALARM |  | 0 | 0 | 0
9500-613-LBM HES | HES Electric Strike, Fire Rated, 1-3/4" Width x 3/4" Depth x 9" Height, Bronze Toned, Latchbolt Monitor |  | 460 | 0 | 2
ABF-2BD NOTIFIER |  |  | 0 | 0 | 0
ABS-8RB NOTIFIER | NOTIFIER SURFACE BACK BOX BLACK |  | 82.6 | 0 | 20
ABT-12 LENEL | Battery Kit, includes, 12 VDC, 12 AH Battery (PS-12120) |  | 57.25 | 0 | 0
AFP-100 NOTIFIER REFURBISHED | REFURBISHED |  | 800 | 0 | 0
AL600ULACM ALTRONIX | Access Power Controller w/ Power Supply/Charger |  | 0 | 0 | 0
ALD-2I SIEMENS | The ALD-2I is an MXL Network option module that..supplies two intelligent analog circuits utilizing Siemens..Building Technologies, Fire Safety “I” series, “ID” series,..“IL” series or “FP” series type intelligent devices. It..occupies two addresses on... |  | 1160 | 0 | 0
AOM-2LF GAMEWELL |  |  | 65 | 0 | 0
AOM-3R FCI GAMEWELL |  |  | 0 | 0 | 0
AOM-TELF GAMEWELL | The Gamewell-FCI Velociti®.. Series, Telephone Monitor Module (AOM-TELF) controls..the communications between the command center and the telephone jacks/warden..stations |  | 0 | 0 | 0
ASD-PL3R FCI GAMEWELL |  |  | 61.67 | 0 | 50
ATD-L3H-IV FCI GAMEWELL |  |  | 55.062 | 0 | 50
BNG-1F NOTIFIER | (DISCONTINUED WITH NO REPLACEMENT)NOTIFIER BNG-1 WITH DPDT..SWITCH |  | 28.8 | 0 | 0
C58-237-00 FIRELITE | REPLACEMENT DUST COVER FOR SD355 |  | 3.3205 | 0 | 250
CA1270 CASIL | FIRE ALARM BATTERY REPLACES 12V 7Ah EDWARDS 12V6A5 |  | 0 | 0 | 0
CAB-BATT-R SIEMENS | Red Battery Box |  | 0 | 0 | 0
CHG-120 NOTIFIER | Battery Charger, 25 - 120 AH Gel Cell; mounts on CHS chassis or in NFS-LBB box. |  | 655 | 0 | 7
CHS-4 NOTIFIER | Notifier CHS-4 Chassis for use with CAB-x Series Cabinets |  | 93.8 | 0 | 0
CHS-6 FCI GAMEWELL | (DISCONTINUED PLEASE USE MCH-6)CHASSI |  | 37.2515 | 0 | 0
CMX-2 | CMX-2 |  | 0 | 0 | 0
COOPER WH-113179 | 8W SPKR/STRB WALL WTHPRF WHT |  | 0 | 0 | 0
CP-35 PYROTRONICS | PYROTRONICS SYSTEM 3 UNIVERSAL ALARM CONTROL MODEL CP-35 |  | 455 | 0 | 0
CPU-400 NOTIFIER | AFP-400 MOTHERBOARD |  | 1400 | 0 | 0
CS-AWID-0-0 AWID | CLAMSHELL BADGE, AWID LOGO ..FORMAT: 26 HIT ..FACILITY CODE:10..INITIAL NUMBER:4501..END NUMBER: 4700 |  | 0 | 0 | 0
D192C BOSCH | (DISC. USE D192G)BELL SUPERVISION MOD 12V/24V |  | 0 | 0 | 0
D306 BOSCH | (DISCONTINUED REPLACED BY D344-RL)REMOTE DISPLAY PLATE |  | 20.6 | 0 | 0
D7042 BOSCH | Multiplex 8 Input Remote Module (30/panel limit, 15/loop) |  | 104.55 | 0 | 10
D900-CTRL A/V | CONTROL A/V MODULE |  | 0 | 0 | 0
DB-11E | Base for OP/OH/HI921 replacement of DB-11 |  | 4.8 | 0 | 500
DB-3XRS SIEMENS | RELAY BASE |  | 0 | 0 | 0
DPA-1A4 NOTIFIER |  |  | 49 | 0 | 10
E3BB-BA2 GAMEWELL | METAL ENCLOSER WITH KEYS |  | 0 | 0 | 0
EC30U-3 EDWARDS | (DISCONTINUED NO REPLACEMENT) DETECTOR PHOTOELECTRIC |  | 0 | 0 | 0
EOL-2.2 EDWARDS | (DISCONTINUED)End of Line Resistor - 2.2K Ohm |  | 5.23 | 0 | 0
ES4600-K1-T1 DSI | VOICE PROMPT DOOR MANAGEMENT ALARM |  | 0 | 0 | 0
F1GT FARADAY | CHEVERON STYLE PULL STATION |  | 70 | 0 | 0
FCA2015-U1 SIEMENS | The DACT enables remote transmission of alarms and events via a public telephone line. Further, Model FCA2015-U1 supports two (2) lines and four (4) accounts, and can transmit serial information (including the address of the event) to the monitoring st... |  | 0 | 0 | 0
FDO421 SIEMENS | (DISC.)The Model FDO421 Photoelectric Smoke Detector..uses state-of-the-art microcontroller circuitry and..surface-mount technology for maximum reliability. |  | 0 | 0 | 0
FMR-7036 BOSCH | Fire Anunciator Keypad for FPD-7024, UL |  | 163.2 | 0 | 5
FN-4127-NIC HOCHIKI | Network Interface Card |  | 0 | 0 | 0
FN-DAC HOCHIKI | DIGITAL ALARM COMMUNICATOR |  | 0 | 0 | 0
FS-RD2 SIEMENS | (DISCONTINUED)500-648980 FS-250 FireSeeker Remote Annunciator |  | 941.05 | 0 | 0
FT-301C SIEMENS | (DISCONTINUED)PHONE STATION W/ARMORED CABLE |  | 324.7 | 0 | 0
FX-1000 KIDDE | Four loop system with one 250-point loop installed, 1,000 point capacity max. four NACs, red door, surface mount enclosure. Order dialer separately. |  | 436.293 | 0 | 0
FX-HD KIDDE | (DISC> USE KIR-HD)Intelligent Addressable Fixed Temperature or Rate-of-rise Heat Detector |  | 23 | 0 | 0
FX-PD GE | Analog Addressable Photo Smoke Detector |  | 85 | 0 | 0
FX-PD KIDDE | (DISC> USE KIR-PD)Intelligent Addressable Optical Smoke Detector |  | 25.868 | 0 | 0
FX-PHD KIDDE | (DISC. USE KIR-PHD)Intelligent Addressable Optical/Fixed Temperature Heat Detector |  | 33.93 | 0 | 0
GCF-S2VMH EDWARDS | (DISC. USE GCHFWN-S2VMCH) Genesis Ceiling Speaker-strobe - 25V, 95-177 multi-cd, FIRE marking, mounts to 4 inch square x 2-1/8 inch box |  | 44.2656 | 0 | 0
GWPID-95P FCI GAMEWELL | PID-95 mounted on a 4 11/16” plastic plate |  | 54.433 | 0 | 0
GWPID95P GAMEWELL | PID-95 mounted on a 4 11/16” plastic plate |  | 59.99 | 0 | 0
HMS-2S SIEMENS |  |  | 0 | 0 | 0
HMS-SA SIEMENS | The Model HMS-S and HMS-D Manual Stations, and..their Spanish and Portuguese versions, from Siemens..Industry, Inc., are field installed addressable devices..containing advanced control panel communication..technology |  | 0 | 0 | 0
HSRC WHEELOCK EXCEDER CEILING | WHEELOCK EXCEDER HORN STROBE CEILING MOUNT RED |  | 0 | 0 | 0
IDP-PHOTO-R-IV SILENT KNIGHT |  |  | 70.5002 | 0 | 20
IDP-PHOTO-W SILENT KNIGHT | The IDP-Photo is a photoelectric smoke detector and the IDP-Photo-T is a photoelectric smoke detector with thermal. |  | 69.216 | 0 | 0
IPGSM-4G HONEYWELL | IPGSM4G Network Cellular Communicator |  | 0 | 0 | 0
IVO-600-LB-ZL IVO SECURITY | LB-ZB Bracket For 600 lbs Or 1200 lbs Holding Force Magnetic Lock |  | 0 | 0 | 0
IVO-MAG600-LED IVO SECURITY | single door electric lock is for glass door, wooden door, fireproof door, sliding door and metal door. Inbuilt dry contacts lock status signal output ( NO,NC,COM). |  | 0 | 0 | 0
LCD-2X20 NOTIFIER | (DISC. NO REPLACEMENT)Remote..Fire Annunciator |  | 0 | 0 | 0
LNL-OLS120ACTXP2 | 4.0 A Power Supply with Enclosure - The..OLS120A is a power supply/charger that will..auto-convert a 115/230VAC 50/60Hz input, into a..12VDC or 24VDC output, with 4 amps of..continuous supply current, a power distribution..board with two 2A outputs. UP... |  | 350 | 0 | 5
LNL-OLS120ACTXP2 LENEL |  |  | 0 | 0 | 0
LNL-SS LENEL | Security Screw (Lot of 10) |  | 7.7 | 0 | 0
LNL-SSK | Security Screw Key for A-SS (Lot of 5) |  | 17.95 | 0 | 0
Location ID |  |  | 0 | 0 | 0
Location ID:0893-01 FIRERAY | Adjustable Bracket |  | 58.5 | 0 | 0
LODTRP HUBBELL | LightOWL PIR & US Sensor w/Relay & Photocell, 1600 Sq: Ft |  | 0 | 0 | 0
LSRA-232 EDWARDS | (DISCONTINUED)Printer/Programming Port for LSRA Series. Mounts in annunciator when local printer is required. |  | 44.25 | 0 | 0
M500R SYSTEM SENSOR | Relay Control Module |  | 65 | 0 | 0
MAXIMAL3RH ALTRONIX |  |  | 295 | 0 | 0
MB-DCC BOSCH | Data Communications / Control |  | 638.19 | 0 | 0
MCS-ACCLIMATE2F FCI GAMEWELL | Multi-criteria analog sensor |  | 73.92 | 0 | 0
MIRCOM MIX-5251B INTELLIGENT IN |  |  | 0 | 0 | 0
MMB-3 SIEMENS | (DISCONTINUED)MXL MAIN BOARD- FAST PROCESSOR |  | 6989 | 0 | 0
MOI-7 SIEMENS | SIEMENS MOI-7 FIRE ALARM OUTPUT INPUT MODULE NETWORK CARD |  | 1015 | 0 | 0
MRI-M501M SECUTRON | Intelligent Monitor Mini Module |  | 42 | 0 | 20
MS-10UD FIRE-LITE | 10 Zone Conventional Fire Control Panel with 7 amp power supply. |  | 780 | 0 | 0
MS-51C | FIRE ALARM PULL STATION |  | 0 | 0 | 0
MS-70LOB FCI GAMEWELL | COMES WITH SB-I/O |  | 0 | 0 | 0
MS-9200UDLS FIRE LITE | (DISC. ES-200X)Addressable Fire Alarm Control,198-Points on One Signaling Line Circuit (SLC) Loop, 24VDC |  | 832.762 | 0 | 0
MSM-EXP SIEMENS | Metal Manual Station / Explosion Proof |  | 423.486 | 0 | 10
MTH-MC-R SIEMENS | MULTI TONE HORN MULTI CANDELA |  | 69.16 | 0 | 30
MTWP-2475W-FR WHEELOCK | Red Wall-mount Weatherproof Multitone Strobe Fire Lettering 24VDC, 75CD |  | 0 | 0 | 0
MTWP-2475W-FW COOPER | White Ceiling-mount Weatherproof Multitone Strobe Fire Lettering 24VDC, 75CD ¦ MTWP-2475C-FW |  | 0 | 0 | 0
MX250 BOSCH | (DISC. USE D7050)No alarm or setup on critical frequencies in the range from 26 MHz to 950 MHz at field strengths less than 50 V/m. |  | 35 | 0 | 0
NAM-232W | Network Adapter Circuit Board Module, RS232, Green |  | 0 | 0 | 0
NFC-50DA NOTIFIER | Distributed Amplifier, 50 watts (25V or 70V), 4 Class A/B speaker circuits, 120 VAC, Black |  | 852 | 0 | 3
NFN-GW-PC-HNW NOTIFIE | High speed NFN Gateway PC card for wire (included with ONYXWORKS-HNW) |  | 2219.99 | 0 | 0
NFS-50DA NOTIFIER | Distributed Amplifier, 50 watts (25V or 70V), 4 Class A/B speaker circuits, 120 VAC, Black |  | 840 | 0 | 0
NFW-50R NOTIFIER | (DISC> USE NFW-50XR)FIREWARDEN-50 ADDRESSABLE FIRE ALARM CONTROL PANEL RED |  | 0 | 0 | 0
NH-200H NOTIFIER | Low-profile intelligent 190°F/88°C fixed thermal sensor. B300-6 base included, FlashScan only; White |  | 50.834 | 0 | 0
NH-200R-IV NOTIFIER | Fast-response, low-profile heat detector with rate-of-rise option, B300-6 base..included, FlashScan & CLIP mode; Ivory |  | 53.592 | 0 | 0
NP-200T-IV NOTIFIER | Addressable low-profile photoelectric smoke detector with thermal sensor. Ivory, B300-6-IV base included. FlashScan and CLIP mode. |  | 66.71 | 0 | 0
NP-200T NOTIFIER | Addressable low-profile photoelectric smoke detector with thermal sensor. B300-6 base included. FlashScan only; White |  | 63.868 | 0 | 0
OSE-SPW VESDA | Emitter, Stander power wired at 24 VDC |  | 220 | 0 | 0
OSI-90 VESDA | Imager - 80o Coverage, 24V DC |  | 500 | 0 | 0
OSP-003 VESDA | Acrylic test filter - 10 pack |  | 85.764 | 0 | 3
P-9930 EDWARDS | (DISC.)Compatible with USB port and Serial Port, RS232 Communication Board of GST200 and GST200-2, for System Commissioning and GMC Connection |  | 54.5688 | 0 | 10
P-9935 EDWARDS | (DISC.)Compatible with USB port and Serial Port, ..RS232 Communication Board of GST-IFP8, for System Commissioning and GMC Connection |  | 155.5268 | 0 | 5
P24110 SYSTEM SENSOR | SpectrAlert Fire Alarm Horn/Strobe |  | 0 | 0 | 0
PACKAGING AND HANDLING |  |  | 0 | 0 | 0
PHSC-155-EPC-M PROTECTOR WIRE | Type EPC on Msg. Wire |  | 2.1855 | 0 | 0
PHSC-155-EPC PROTECTORWIRE | Protectowire, Type EPC (155F / 68C) |  | 1.55 | 0 | 0
PHSC-155-XCR PROTECTOWIRE | TYPE XCR (155F /68 C) |  | 2.5 | 0 | 0
PHSC-190-EPC PROTECTOWIRE | Protectowire, Type EPC (190°F / 88°C) "FEET" |  | 1.6097 | 0 | 0
PHSC-220-EPC PROTECTOWIRE | PROTECTOWIRE EPC (220°F /....105°C) |  | 2 | 0 | 0
PIM-430DE PROTECTOWIRE | Interface Module with Meter, mounted in a NEMA-4X (IP66) Enclosure. |  | 575 | 0 | 0
PIM-530 PROTECTOWIRE | PROTECTOWIRE DUAL INPUT..INTERFACE MODULE |  | 445.5 | 0 | 0
PM-3A PROTECTORWIRE | PROTECTOWIRE PIPE MNT..STRAPS NYLON, 3/4-2" |  | 0.89 | 0 | 0
PMI-3 SIEMENS |  |  | 1606.39 | 0 | 20
PP46292-0200 EDWARDS | (DISCONTINUED)Surface Box - for 1534-1 |  | 31.93 | 0 | 0
PS-1270 POWERSONIC | POWER-SONIC 12V 7AH SLA BATTERY |  | 37.5 | 0 | 0
PS-SA SILENT KNIGHT | PULL STATION |  | 23.5 | 0 | 0
PS10-2 POTTER | PRESSURE SWITCH |  | 89 | 0 | 0
PS914 VON DUPRIN |  |  | 0 | 0 | 0
PSC-12 SIEMENS | 12a 24vdc Fire Alarm Power Supply |  | 0 | 0 | 0
R-20E SYSTEM SENSOR | The R-20E is a multi-voltage relay with terminal strip field wiring connections, mounting track and hardware mounted in a steel enclosure. The closure has a removable front cover that provides easy access and a LED viewing hole on the top of the cover.... |  | 0 | 0 | 0
RACCR REMOTE AUDIO CABINET | RACCR REMOTE AUDIO CABINET WALLBOX-RED |  | 0 | 0 | 0
RAN-400 FCI GAMEWELL | Remote annunciator for Flex 410 |  | 208.0605 | 0 | 0
REL-2.2K HONEYWELL | End of line Resistor; 2.2K with Leads |  | 18.03 | 0 | 0
RM-4 BRK | RM4 ACCESSORY RELAY |  | 0 | 0 | 0
RPS-1000 FARENHYT | 6 amp intelligent Distribution power module |  | 693 | 0 | 0
RSE-300 SIEMENS | FACP NAC Distributed Power Supply Module Main Board |  | 0 | 0 | 0
RSS-24MCC-FR | Round Ceiling Mount Fire Alerting Strobe - Red 15/30/75/95 |  | 0 | 0 | 0
RSSWP-2475W-FR WHEELOCK | The Wheelock RSSWP-2475W-FR is a Weatherproof Strobe... |  | 0 | 0 | 0
RWS150B24 | Power Supply;AC-DC;24V;6.5A;85-265V |  | 0 | 0 | 0
SAFEAIR 260-CO INTERLOGIX | CARBON MONOXIDE DETECTOR |  | 0 | 0 | 0
SCS-8L NOTIFIER | Smoke Control Lamp driver. Outputs for 8 on/off/auto sw/LED’s. Intended for custom built smoke control stations. Support one SCE-8L. |  | 417.2 | 0 | 0
SD-996C-NUQ SECO-LARM | UNIVERSAL ELECTRIC DOOR STRIKE FOR METAL AND WOOD DOORS |  | 0 | 0 | 0
SD355T FIRE LITE | Photoelectric Smoke Detector With 135 degrees Fixed Heat |  | 0 | 0 | 0
SD500-ARM SILENT KNIGHT | ADDRESSABLE RELAY MODULE |  | 52.5 | 0 | 0
SE-MC-CW | E SPEAKER MULTI CANDELA WHITE CEILING |  | 77.6408 | 0 | 0
SE-MC-CW SIEMENS | SE Speaker/ Speaker-Strobe:..Multi-Candela Ceiling, White |  | 72.988 | 0 | 30
SIGA-IPHSB EDWARDS | (DISCONTINUED)4D MULTISENSOR DETECTOR |  | 0 | 0 | 0
SIGA-IS EDWARDS | Plug-in Ionization Smoke Detector |  | 0 | 0 | 0
SIGC-270F EDWARDS | FIRE ALARM INTELLIGENT MANUAL PULL STATION |  | 0 | 0 | 0
SILENT KNIGHT SK-HEAT FIXED TEM |  |  | 0 | 0 | 0
SK-5820 | Silent Knight Panel |  | 0 | 0 | 0
SK-5860 | Honeywell Silent Knight 5860 Remote Annunciator |  | 0 | 0 | 0
SK-PHOTOR SILENT KNIGHT | INTELLIGENT PHOTOELECTRIC REPLACEMENT SMOKE DETECTOR WITH REMOTE TEST CAPABILITY IN DUCT APPLICATIONS. |  | 62 | 0 | 0
SMB-10 HONEYWELL | Universal White Swivel Mount Bracket |  | 0 | 0 | 0
SR-P SYSTEM SENSOR | The SpectrAlert Advance SR is a red strobe with selectable strobe settings of 15, 15/75, 30, 75, 95, 110 and 115 cd. |  | 35.518 | 0 | 0
SSU-SM-501-P GATORGATE | Duct Smoke Detector |  | 0 | 0 | 0
ST-MC-CW SIEMENS | STROBE CANDELA WHITE CEILING |  | 46.522 | 0 | 30
STI-7510D STI | STIPolycarbonate Enclosure w/Open Conduit Bkbx, Surface Mt Apps & Exterior Key Lock |  | 52.577 | 0 | 25
STRC - WHEELOCK | Exceder Strobe, 12/24 VDC, 90/95/99 dB, Ceiling Mount, Red |  | 26 | 0 | 0
SURCHARGE NOTIFIER |  |  | 0 | 0 | 0
T117774 NIBCO | UL/FM SWITCH ASSY WD/LD 2-12 GD 2 1/2-10 |  | 0 | 0 | 0
TC806B1076 HONEYWELL | PHOTOELECTRIC SMOKE SENSOR |  | 0 | 0 | 0
TR-5G PROTECTOR WIRE | Insulated Standoff |  | 3.99 | 0 | 0
TRI-B6R SIEMENS | Cerberus Pyrotronics TRI-B6 Series Intelligent interface..modules are designed to provide the means of interfacing..direct shorting devices to the MXL system’s ALD loop..circuit, the IXL system’s ICon loop circuit or to the XL3..system’s INX loop circuit |  | 0 | 0 | 0
TSD-SJ-C01 EDWARDS | (DISCONTINUED)SuperDuct Photoelectric Smoke Sensor, 4 Wire RJ-45 |  | 0 | 0 | 0
TSM-1 SIEMENS | Duct Detector Test Switch REQ TR |  | 100.317 | 0 | 20
UB12500 UPG | UNIVERSAL BATTERY |  | 0 | 0 | 0
V-PHS EDWARDS | Intelligent analog photoelectric and thermal Multisensor Detector |  | 47.9 | 0 | 0
VCE-4 NOTIFIER | (DISC. NO REPLACEMENT)The Notifier VCE-4 Voice Control Expander expands the VCM-4 Voice Control Module to eight circuits.....Part of the ONYX Series of Fire Alarm Controls from Notifier. |  | 0 | 0 | 0
VLP-012 VESDA | VLP "with LCD Programmer and Display" Detector with a centrally mounted LCD Programmer module and Display module |  | 4170.15 | 0 | 0
VLS-204 VESDA | VLS with Display Module, 7 Relays. Detector with two blank plates and Scanner Display module. 7 Relay Version |  | 5690.763 | 0 | 0
VLS-600 VESDA | LaserSCANNER Smoke Detector |  | 5320 | 0 | 0
VPS-100US-220 VESDA | Power Supply, Single Zone with Housing, 220 VAC Version..Powers up to 5 remote (single box) units or 1 Remote 19” subrack, or 2 VLC units, or 1 VLP, VLF or VLS unit. VPS - 100US - XXX requires (2) 12 VDC, 12 Amp/hour batteries. |  | 392 | 0 | 0
VPS/B4U EDWARDS | The V-PS houses an optical sensing chamber that detects..smoke |  | 0 | 0 | 0
VS4-RE KIDDE | Replacement electronics assembly, four loop, VS series, English. |  | 460.5055 | 0 | 0
VSP-025 VESDA |  |  | 0 | 0 | 0
VSP-855-20 VESDA | Xtralis In-Line Filter Elements, 20 sets |  | 0 | 0 | 4
VSP-855 VESDA | Xtralis In-Line Filter Elements |  | 14.25 | 0 | 0
WG4WR-SVMC EDWARDS | (DISCONTINUED)EDWARDS OUTDOOR SPEAKER....STROBE WHITE |  | 93.5105 | 0 | 0
WPBBS-R SIEMENS | AS HORN WEATHERPROOF BACK BOX RED |  | 13.5 | 0 | 30
XTRI-D SIEMENS | REPLACEMENT HTRI-D |  | 58 | 0 | 0
XTRI-M SIEMENS | REPLACEMENT HTRI-M |  | 44.95 | 0 | 50
ZR-HMC-R SIEMENS | The Siemens ZR-HMC-R is a red Multi-Candela Z-Strobe. |  | 0 | 0 | 0
ZU-35 SIEMENS | (DISCONTINUED) |  | 690 | 0 | 0
APS10A/230 EDWARDS | Auxiliary/Booster Power Supply, 10A total, Expanded cabinet, 26a/h capacity, 115VAC |  | 374.102 | -4 | 20
BUBLG24PERF | BUBBLE LARGE 2x24"x250' PERF 12" |  | 48.41
BUBSM12PERF | BUBBLE SMALL 4x12"x500' PERF 12" |  | 81.37
BX 6x6x 6 | BOX 6"x6"x6" SW |  | 0.26
BX 8x8x8 | BOX 8"x8"x8" SW |  | 0.44
BX10x10x10 | BOX 10"x10"x10" SW |  | 0.62
BX12x12x12 | BOX 12"x12"x12" SW |  | 0.87
BX14x14x14 | BOX 14"x14"x14" SW |  | 1.17
BX16x16x16 | BOX 16"x16"x16" SW |  | 1.34
BX18x18x18 | BOX 18"x18"x18" SW |  | 1.94
BX20x20x20DW | BOX 20"x20"x20" DW |  | 3.66
BX22x22x22 DW | BOX 22"x22"x22" DW |  | 4.65
CC9000-SL |  |  | 0
CNDW/OP | D 58"x42"x45" DW STAPLED |  | 14.94
Hours |  |  | 0
Inventory Adjust |  |  | 0
KRAFT24' | KRAFT PAPER ROLL 24"x720 FT 40# |  | 18.54
LABHFRAGILEHW... | LABEL FRAGILE HWC THIS SIDE UP 3"X5" 500/RL |  | 17
PACKLIST4.5X5.5 ... | PACKING LIST 4.5"x5.5" TOP PANEL FACE 1000/CS |  | 20.6
PALLET PLASTIC ... | PLASTIC PALLET 40"x48" |  | 15.2
POLY SEALS 1/2" (1000) QSL-1/2 | STRETCH WRAP 18"X1000' BLK |  | 39.95
POLYSEAL1/2 | POLY SEALS 1/2" (1000) QSL-1/2 |  | 21
POLYST HG1/2x7.2... | POLY STRAPPING HG BLACK 1/2"x 7200' 600# 16"X6" |  | 49.96
RefundItem | Default refund item for posting all refunds |  | 0
Sales |  |  | 0
STAPLE C3/4 | STAPLES C 1 1/4" x 3/4" 20M/CS |  | 55.62
TAGUMREINF | REINFORCED TAPE 3"x500' 6RL/CS |  | 39.95
TAPRIME2CLR401 | TAPE PREMIER 2"x110YDx36RL #401 CLEAR |  | 39.95
Tracking |  |  | 0
Bad Debt Write Off |  |  | 0
Credit card fee |  |  | 2.5%
Late Fee |  |  | 1.5
Reimb Subt | Reimbursable Expenses Subtotal
Subtotal - | SUBTOTAL
Reimb Group | Total Reimbursable Expenses
% Discount |  |  | 0%
5% |  |  | -5%
DISCOUNT % |  |  | 0%
discount %- |  |  | 0%
DISCOUNT %.. |  |  | 0
Discount %... |  |  | 0
DISCOUNT P.O |  |  | 0
Discount Special |  |  | 0
DISCOUNTS% |  |  | 0
Alberta | GST |  | 5%
Britisha Columbia | GST+PST |  | 13%
California Tax | Sales Tax |  | 8.5%
Florida Sales Tax | Sales Tax |  | 7%
Manitoba | GST+PST |  | 8%
New Brunswick | HST |  | 15%
Newfoundland and Labrador | HST |  | 15%
No Sales Tax (Recurring) | No Sales Tax (Recurring) |  | 0%
NON TAXABLE | NON TAXABLE |  | 0%
Northwest Territories | GST |  | 5%
Nova Scotia | HST |  | 15%
Nunavut | GST |  | 5%
Ontario | HST |  | 13%
Out Of State |  |  | 0%
Prince Edward Island | HST |  | 15%
Quebec | GST +QST |  | 15%
Saskatchewan | GST+PST |  | 11%
US TAX | Sales Tax |  | 6%
Yukon | GST |  | 5%

## bulk
Item | Description | MPN | Price | Quantity On Hand | Quantity On Purchase Order
0650-1278 SIMPLEX |  | 0650-1278 | 0 | 0 | 0
F220-B6 BOSCH | CONVENTIONAL DETECTOR BASE FOR F220 SERIES | 1AU-OHN-P4I | 6.5 | 94 | 0
6334-9140 SIMPLEX | 4" CELESTRA 2000 DIGITAL WALL CLOCK 120V 60 HZ | 1A-XTZC-LF33 | 258.98 | 24 | 35
SIGA-SD EDWARDS | SuperDuct, Signature duct smoke detector | 1S-3WCI-BGBN | 126.3 | 4 | 300
4090-9008 SIMPLEX | DUAL RELAY IAM, IDNET | 2K-XBEW-OCHX | 81.76 | 130 | 0
4098-9792 SIMPLEX | SSD SENSOR BASE | 2O-DXMN-7XR4 | 31.92 | 31 | 100
SIGA-SB4 EDWARDS | STANDARD DETECTOR BASE, 4-INCH | 2QC-01I-I4S | 7.42 | 4 | 100
4906-9101 SIMPLEX | V/O M-C NON-ADDRESS, RED, WALL | 3G-N0M1-KT8S | 43.32 | 161 | 120
FST-851 NOTIFIER | HEAT DETECTOR -135F FIXED TEMPERATURE | 3G-Y2FZ-KTBP | 36.12 | 0 | 3400
4090-9001 SIMPLEX | IAM SUPERVISED IDNET | 3K-DWXJ-4F0L | 28.18 | 120 | 0
3-LCDANN EDWARDS | Remote LCD Command Module Annunciator. Includes LCD display, CPU and Doors | 3LCDANN | 531.79 | 10 | 0
3-ZA20A EDWARDS | Zoned Amplifier, 20 Watt, Class A/B. 20 Watt selectable for 25 or 70 Vrms Class A/B Output. Mounts in 1 LRM space. Has built in Class..A/B NAC rated at 3.5 Amps. Supports one user interface module. | 3ZA20A | 426.01 | 4 | 0
4099-9004 SIMPLEX | 4099-9001 Discontinued - STATION,SA,ADDRESS,IDNET | 4099-9004 | 51.75 | 175 | 56
HS-R SIEMENS | Red HS Horn | 500-636068 | 0 | 0 | 0
5365EGP00 ASSA ABLOY |  | 5365EGP00 | 0 | 0 | 0
5365EPP00-N1001 ASSA ABLOY |  | 5365EP00-N1001 | 0 | 0 | 0
605-443 SIMPLEX | 1403-CARTRIDGE ASSY-CENTENNIAL | 605-443 | 15.99 | 0 | 50
742-267 SIMPLEX | 4010 SFIO CPU BD | 651402940243 | 813.161 | 20 | 20
NT-A EDWARDS | Class A RS-485 Remote Annunciation Card,includes QS-232 | 6N-EI7E-ZXW7 | 84.4 | 8 | 0
4603-9101 SIMPLEX | LCD ANNUNCIATOR | 96-GIS4-6CS9 | 497.2 | 16 | 10
F220-135 BOSCH | HEAT DETECTOR -135F FIXED TEMPERATURE | A5-JPBJ-MGED | 19 | 26 | 0
FIRESWITCH108 ALTRONIX |  | AFS108 | 456.45 | 1 | 0
D1255RB BOSCH | FIRE KEYPAD | B1255RB | 115 | 40 | 0
B224RB-WH SYSTEM SENSOR | REPLACEMENT FOR B224RB | B224RBWH | 44.884 | 10 | 0
D1256RB BOSCH | FIRE KEYPAD | BD1256RB | 115 | 2 | 0
D125B BOSCH | DUAL CLASS B INITIATING MODULE | BD125B | 35 | 19 | 0
D192G BOSCH | NOTIFICATION APPLIANCE CIRCUIT (NAC) MODULE | BD192G | 59.9 | 28 | 0
D263 BOSCH | TWO-WIRE PHOTOELECTRIC SMOKE DETECTOR | BD263 | 33 | 35 | 0
D263TH BOSCH | 2-WIRE PHOTO/HEAT DETECTOR | BD263TH | 31.5 | 38 | 0
D273 BOSCH | 4-WIRE PHOTO DETECTOR | BD273 | 31.9 | 38 | 0
D341 BOSCH | FOUR-WIRE DUCT SMOKE DETECTOR HOUSING | BD341 | 77 | 35 | 0
D344-5 BOSCH | SAMPLING TUBE 5FT [ 1.5 M ] | BD344-5 | 9 | 34 | 0
D344-RL BOSCH | REMOTE INDICATOR KIT | BD344-RL | 20 | 21 | 0
D7039 BOSCH | (DISC. USE FPE7039)MULTIPLEX EXPANSION MODULE...(DISCONTINUED, REPLACED BY FPE-7039) | BD7039 | 128 | 0 | 0
D7044 BOSCH | SINGLE-INPUT MODULE | BD7044 | 26.5 | 4 | 0
D7044M BOSCH | MINI SINGLE-INPUT MODULE | BD7044M | 24.75 | 80 | 0
D7050 BOSCH | MULTIPLEX PHOTOELECTRIC SMOKE DETECTORS | BD7050 | 43 | 0 | 0
D7050-B6 BOSCH | TWO-WIRE DETECTOR BASE | BD7050B6 | 7.5 | 413 | 0
D7052 BOSCH | Multiplex Dual Input Module (2 conventional input into addressable) | BD7052 | 37.1 | 32 | 0
D7053 BOSCH | MULTIPLEX INPUT-OUTPUT MODULE | BD7053 | 43 | 189 | 0
D8129 BOSCH | Alarm System Octo-Relay Module, 30V DC, 1 Ampere, Panel Mount | BD8129 | 45 | 20 | 0
D8130 BOSCH | DOOR RELEASE MODULE | BD8130 | 72.254 | 30 | 0
D9068 BOSCH | FIRE DIGITAL ALARM COMMUNICATOR TRANSMITTER | BD9068 | 129 | 7 | 0
D9127U BOSCH | POPIT MODULE | BD9127U | 16 | 192 | 0
F220-B6R BOSCH | Base for 4-wire detector, 12/24V (F220-heads compatible), UL | BF220B6R | 11.5 | 73 | 0
F220-PTH BOSCH | PHOTOELECTRIC DETECTOR W/ HEAT SENSOR | BF220PTH | 33.9 | 39 | 0
FAA-440-B4 BOSCH | Analog Base 4 Inch | BFAA440B4 | 9 | 34 | 0
FAA-440-B6 BOSCH | ANALOG BASE | BFAA440B6 | 8.9 | 30 | 0
FAH-440 BOSCH | ANALOG HEAT DETECTOR | BFAH440 | 39.9 | 26 | 0
FAP-440 BOSCH | Analog Photo Detector | BFAP440 | 40.6 | 25 | 0
FAP-440-DT BOSCH | DUAL ANALOG PHOTO/HEAT DETECTOR | BFAP440DT | 63.99 | 32 | 0
FLM-325-2R4-2A BOSCH | Dual Relay Module, 2A current at 2 contacts | BFLM3252R42A | 62.5 | 30 | 0
FMM-100SATK BOSCH | SINGLE-ACTION MANUAL STATION (RED) | BFMM100S | 25 | 74 | 0
FMM-100WPBB-R BOSCH | WEATHERPROOF BACK BOX (RED) | BFMM100WPBBR | 42.5 | 24 | 0
FMM-325A BOSCH | Single Action Analog Pull Station w/Term.Block (Red) | BFMM325A | 62.5 | 32 | 0
FMM-325-A-D BOSCH | ADDRESSABLE MANUAL PULL STATION (DOUBLE ACTION) | BFMM325AD | 77.9 | 116 | 0
FMM-462 BOSCH | POPIT SINGLE ACTION MANUAL ADDRESSABLE PULL STATION | BFMM462 | 43.9 | 0 | 0
FMM-7045-D BOSCH | DOUBLE ACTION PULL STATION | BFMM7045D | 49.9 | 50 | 0
FMR-7033 BOSCH | Fire Keypad LCD for FPD-7024, UL | BFMR7033 | 107 | 19 | 0
FPA-1000-V2 BOSCH | Fire Alarm Panel, Addressable, 500 points/2loops, 8-panels networkable w/ Power Supply, UL | BFPA1000V2 | 745.767 | 4 | 0
FPD-7024 BOSCH | PANEL FACP 4L, W/ TRANSF. UL/CSFM | BFPD7024 | 385 | 1 | 0
FPE-7039 BOSCH | MULTIPLEX EXPANDER CARD. REPLACES DISCONTINUED D7039. | BFPE7039 | 128.422 | 25 | 0
HK28ZT001 CARRIER | Control Module with Harness | CHK28ZT001 | 145 | 0 | 0
LC-104-PIMW DSC | Dual Technology Motion Detector with Pet Immunity | D104PINW | 24.7 | 2 | 0
D273TH BOSCH | 4-WIRE PHOTO/HEAT DETECTOR | D273TH | 32.9 | 37 | 0
D900-PHOTO NATIONAL TIME | PHOTO PHOTOELECTRIC SMOKE DETECTOR WITH BASE | D900 | 0 | 0 | 0
AMP-701 DSC | ADDRESSABLE CONTACT MODULE | DAMP701 | 13.5 | 1 | 0
BV-300DP DSC | Digital Bravo 300 PIR Motion Detector | DBV300DP | 15.9 | 25 | 0
BV-500 DSC | PIR Motion Detector & Glassbreak Sensor | DBV500 | 23.9 | 87 | 0
BV-500GB DSC | PIR Motion Detector & Glassbreak Sensor | DBV500GB | 35.9 | 28 | 0
BV-501GB DSC | Ceiling Mount PIR/Glass Break Sensor | DBV501GB | 35.9 | 52 | 0
BV-600 DSC | Twin, Dual-Element, Pet-Immune PIR Motion Detectors | DBV600 | 20.8 | 10 | 0
R-QSC-CPU-1 EDWARDS | CONVENTIONAL REMOTE ANNUNCIATOR CPU/DISPLAY, 1 ANNUN OPTION, ENGLISH | DB-VCM6-212F | 475.76 | 0 | 0
PC1864PCB DSC | 8-64 ZONE CONTROL BOARD | DC1864 | 36.4 | 0 | 100
EV-DW4927SS DSC | WIRELESS SHOCK SENSOR W/ BUIL IN DOOR/WINDOW CONTACT | DEVDW492755 | 27 | 26 | 0
HS2LCD DSC | FULL MESSAGE LCD HARDWIRED SYM | DHS2LCD | 39.9 | 5 | 20
HS2TCHP DSC | 7 inch TouchScreen Alarm Keypad with Prox Support | DHS2TCHP | 160 | 0 | 60
HS2TCHPBLK | Power Series NEO 7" Touchscreen w/proximity Support | DHS2TCHPBLK | 159.9 | 10 | 0
HSM-2108 DSC | POWERSERIES NEO 8 HARDWIRE ZONE EXPANDER | DHSM2108 | 18.5 | -9 | 0
IT-100 DSC | POWERSERIES INTEGRATION MODULE FOR CONTROL PANELS IT-100 | DIT100 | 44.75 | 84 | 1000
LC-100-PI DSC | DIGITAL PIR DETECTOR WITH PET IMMUNITY | DLC100PI | 6.5 | 23 | 0
LC-103-PIMSK-W DSC | DUAL TECHNOLOGY MOTION DETECTOR WITH PET IMMUNITY | DLC103PIMSKW | 27.6 | 4 | 0
LC-151 DSC | DUAL-TECH OUTDOOR MOTION SENSOR( SINGLE PIR & MICROWAVE) WITH ADJUSTABLE PET IMMUNITY | DLC151 | 54 | 17 | 100
LC-171 DSC | DUAL-TECH OUTDOOR MOTION SENSOR( SINGLE PIR & MICROWAVE) WITH ADJUSTABLE PET IMMUNITY | DLC171 | 85 | 10 | 0
LC-B1-15X DSC | Optional bracket for the LC-151 outdoor motion detector | DLCB115X | 12.1 | 4 | 0
LCD5511 DSC | DSC ICON LCD KEYPAD | DLCD5511 | 18.25 | 12 | 0
PC1832PCB DSC | 8-32 ZONE CONTROL BOARD | DPC1832 | 39 | 5 | 250
PC5108 DSC | POWERSERIES8-HARDWIRE ZONE EXPANDER | DPC5108 | 12.75 | 0 | 0
PC-5208 DSC | POWERSERIES PROGRAMMABLE OUTPUT MODULE | DPC5208 | 22 | 42 | 0
PK5500L1 DSC | POWERSERIES 64-ZONE LCD FULL-MESSAGE KEYPAD IN ENGLISH | DPK5500L1 | 38.56 | 0 | 350
PK-5500-ENG DSC | DISCONTINUED POWERSERIES 64-ZONE LCD FULL-MESSAGE KEYPAD | DPK5500p | 31.5 | 0 | 0
PK5501 DSC | POWERSERIES 64-ZONE LCD PICTURE ICON KEYPAD | DPK5501 | 31.5 | 5 | 0
PK5508 DSC | POWERSERIES 8-ZONE LED KEYPAD | DPK5508 | 27 | 0 | 0
PK5516 DSC | POWERSERIES 16-ZONE LED KEYPAD | DPK5516 | 30 | 47 | 0
PTK5507 DSC | WHITE HARDWIRED TOUCH SCREEN KEYPAD FOR POWERSERIES CONTROL PANELS | DPTK5507W | 185 | 70 | 0
RF5132-433 DSC | POWERSERIES 433MHZ WIRELESS | DRF5132433 | 18.33 | 0 | 20
RFK5501-1 DSC | 64Z 433MHZ ENGLISH KEYPAD | DSCRFK5501 | 35 | 1 | 200
SS-102 DSC | SEISMIC VIBRATION SENSOR W/LED | DSS102 | 22 | 105 | 0
TL-150 DSC | RESIDENTIAL ALARM COMMUNICATOR | DTL150 | 82.5 | 50 | 0
TL260 DSC | INTERNET ALARM COMMUNICATOR | DTL260 | 52.5 | 63 | 0
TL 300 DSC | Universal Internet Alarm Communicator | DTL300 | 179.35 | 43 | 0
WS4904P DSC | Wireless Pet-Immune Passive Infrared Detector | DWS4904P | 17 | 0 | 200
WS4945 DSC | WS4945 NA DOOR/WINDOW CONTACT | DWS4945 | 14.56 | 0 | 200
105BX EDWARDS | 105 Series Adaptable Adverse Location Signal Accessories | E105BX | 29.9299 | 4 | 0
105STR-G1 EDWARDS | Edwards 105 Series Strobe designed for use in Division 2 applications. Indoor or outdoor use. | E105STRG1 | 254.42 | 7 | 0
1076W-M EDWARDS | 1"" Dia., Recessed Steel Door, Wide Gap, SPDT, Brown | E1076WM | 16.07 | 73 | 0
116DEGEX-FJ EDWARDS | Edwards' 116 Class Genesis Explosionproof fire alarm strobe is designed for use in Class I, Division 1 and 2 explosion proof and..hazardous location applications. | E116DEGEXFJ | 805 | 17 | 0
116DEGEXR-FJ EDWARDS | Edwards' 116 Class Genesis Explosionproof mass notification strobe is designed for use in Class I, Division 1 and 2 explosion proof and hazardous location (non fire alarm) applications. The strobe provides 65 flashes per minute and 15 cd ceiling and 6... | E116DEGEXRFJ | 1148.97 | 10 | 0
116EX-B EDWARDS | EDWARDS CEILING/ WALL MOUNTING MODULE | E116EXB | 131.12 | 8 | 0
116EX-C EDWARDS | Strobe Accessory, Wall/Ceiling Mount Box | E-116EXC | 172.83 | 8 | 0
116EX-P EDWARDS | Bracket for 116DEX, Pendant Mount | E116EXP | 119.89 | 0 | 40
12V50A EDWARDS | 50Ah Sealed Lead Acid Battery - 12 Vdc. 11.8 inchl x 5.0 inchw x 7.5 inchh x 7.9 inchot | E12V50A | 192.51 | 4 | 0
12V6A5 EDWARDS | Battery 6.5 AH, 12 Volt | E12V6A5 | 36.67 | 3 | 0
1500-12 EDWARDS | Door Holder Accessory, Catch Plate Extension, 7 1/2" to 12" Adjustable Rod | E150012 | 41.1 | 39 | 0
1500-7 EDWARDS | Door Holder Accessory, Catch Plate Extension, 5 1/4" to 7 1/2" Adjustable Rod | E15007 | 40.58 | 8 | 0
1504-AQN5 EDWARDS | DOOR HOLDER, FLUSH/WALL MOUNT (24V AC/DC, 120VAC) | E1504-AQN5 | 46.04 | 46 | 0
1505-AQN5 EDWARDS | Door Holder, Semi-Flush, Wall Mount - 24-120V | E1505AQN5 | 46.04 | 57 | 0
1508-AQN5 EDWARDS | SURFACE WALL MOUNTED | E1508AQN5 | 47.28 | 1 | 0
1B3-250 EDWARDS | Audio Amplifier, 250 Watt, 25V/70V - c/w battery backup input terminals; use with ATP. 1B3 Amplifiers provide battery-backup Input..terminals. 5.25 inch high uses 3 panel spaces. Use with ATP. use SIGA-MRM1 or SIGA-RM1 to suppervise audio Riser | E1B3250 | 890.95 | 1 | 0
202-7A-T EDWARDS | 15/75 cd Synchronized Strobe, Red. UL1971 Listed @ 15 cd (75 cd On Axis Per ADA/UL 1638), inchFIRE inch Wall Orientation. | E2027AT | 47.69 | 93 | 0
202-7A-TW EDWARDS | 15/75 cd Synchronized Strobe, White. UL1971 Listed @ 15 cd (75 cd On Axis Per ADA/UL 1638), inchFIRE inch Wall Orientation. | E2027ATW | 50.9 | 46 | 0
202-8A-TW EDWARDS | 110 cd Synchronized Strobe, White. Strobe: Meets sleeping area requirements. UL1971 Listed @ 110 cd, inchFIRE inch wall orientation | E2028ATW | 59.74 | 66 | 0
203-8A-T EDWARDS | 110 cd Strobe - 120 Vac, Red | E2038AT | 81.89 | 153 | 0
203-8A-TW EDWARDS | 110 cd Strobe - 120 Vac, White | E2038ATW | 82.92 | 30 | 0
2251FB EDWARDS | SMOKE DETECTOR | E2251FB | 104.96 | 8 | 11
2251TFB EDWARDS | Photoelectric-Heat Combination Sensor - Analog | E2251TFB | 111.24 | 159 | 0
235293 EDWARDS | (DISCONTINUED)Fire fighter horn Sub Assembly | E235293 | 0 | 2 | 0
2447TH-R EDWARDS | 2400 Series Fire Alarm Temporal Horn. 24V DC | E2447THR | 26.78 | 106 | 0
2452THS-15/75-R EDWARDS | Temporal Horn/Strobe, Fire Alarm Signal, 15/75 CD, Red | E2452THS | 87.55 | 20 | 0
24DC12 EST | 24 volt DC to 12 V DC converter power supply. Provides 12V DC output from 24Vdc input to power 12Vdc security devices. Output rated at 1Adc. Provides ground isolation for Grade A bell housing supervision. Actual supervision done by other modules (SIGA-SE) | E24DC12 | 52.3885 | 1 | 0
270A-SPO EDWARDS | Fire Alarm Pull Station, Non-coded, Break glass, Metal, Single pole, Open Circuit, Wire Leads | E270ASPO | 12.88 | 20 | 0
270-DPO EDWARDS | Fire Alarm Pull Station, Non-coded, Break glass, Metal, Double pole, Open Circuit, Screw Terminal. | E270DPO | 29.25 | 100 | 0
270-GLR EDWARDS | Pull Station Accessory, Glass Replacement Rods for 270 series manual stations, 20 Count | E270GLR | 14.01 | 0 | 400
270P-SPO EDWARDS | Fire Alarm Pull Station, Non-coded, Break glass, Metal, Single pole, Open Circuit, Screw Terminal, Pre-signal Switch. | E270PSPO | 32.3 | 185 | 0
270-SPO EDWARDS | PULL STATION, NONCODED, BREAK GLASS, METAL SINGLE POLE, OPEN CIRCUIT | E270SPO | 13.91 | 15 | 150
27193-11 EDWARDS | Electrical box, surface mount, red, single-gang. | E2719311 | 7.73 | 0 | 0
27193-16 EDWARDS | SURFACE MOUNT BACK BOX-WHITE | E2719316 | 7.73 | 97 | 0
27193-21 EDWARDS | Surface Mount Box - Indoor, Red, 2-gang | E2719321 | 5.56 | 53 | 0
276B-RSB EDWARDS | SURFACE MOUNT BACK BOX-RED | E276BRSB | 7.21 | 187 | 0
276-GLR EDWARDS | Glass Replacement Rods - for 276, 277, 278, 279 Series Manual Stations (1 package w/20 rods per package | E276GLR | 14.21 | 158 | 0
277B-1110 EDWARDS | Pull Station, Noncoded, Double Action, Break Glass, Plastic, Single Pole, Open Circuit, Wire Leads | E277B1110 | 13.85 | 9 | 0
278B-1110 EDWARDS | Pull Station, Noncoded, Double Action, Break Glass, Plastic, Single Pole, Open Circuit, Screw Terminals, Wire Leads | E278B1110 | 15.97 | 36 | 0
278B-1120 EDWARDS | PULL STATION, NONCODED, DOUBLE ACTION, BREAK GLASS, PLASTIC, SINLGE | E278B1120 | 18.33 | -3 | 0
279B-1110 EDWARDS | Pull Station, Noncoded, Double Action, Break Glass, Plastic, Single Pole, Open Circuit, Wire Leads, Tool Reset | E279B110 | 14.655 | 0 | 200
279B-1120 EDWARDS | Fire Alarm Manual Station - Single Pole, Key Reset, double action, wire leads | E279B1120 | 17.61 | 28 | 0
280A-PL EDWARDS | Heat Detector Accessory, Reversible Plastic Mounting Plate, White | E280APL | 2.37 | 437 | 0
281B-PL EDWARDS | (DISCONTINUED, PLEASE USE 521B OR 283B-PL) HEAT DETECTOR W/ ROR AND FIXED TEMP | E281B-PL | 12.26 | 0 | 0
283B-PL EDWARDS | Heat Detector, 135-F Fixed, White....Replaces 281B-PL | E283BPL | 10.61 | 0 | 20
284B-PL EDWARDS | Heat Detector, 194-¦F Fixed, White | E284BPL | 9.17 | 2 | 200
2-SPRC1 EDWARDS | Replacement Optical Chamber for Second Generation Signature Non-CO sensors | E2SPRC1 | 9.79 | 0 | 0
302-194 EDWARDS | Heat Detector - Rate Compensation, Interior Vertical Surface Mount FM & UL - 194°F | E302194 | 18.03 | 43 | 0
302-EPM-135 EDWARDS | HEAT DETECTOR HEAT 135F-EXPLOSION PROOF | E302EPM135 | 53.05 | 101 | 0
302-EPM-194 EDWARDS | 194-DEGREE(F) RATE-ANTICIPATION HEAT DETECTOR, EXPLOSION-PROOF MOUNTING | E302EPM194 | 51.25 | 82 | 0
302-ET-194 NOTIFIER | 194 °F (90° C) vertical mount, indoor or outdoor use. Can be mounted to 1/2” conduit threads for..attachment to threaded hub cover. | E302ET194 | 29.4 | 27 | 20
302-ET-135 EDWARDS | Heat Detector - Rate Compensation, All-weather Vertical, Box Mount (1/2 NPT), FM & UL - 135°F (Requires STONCO27 or equal) | E305ET135 | 26.52 | 5 | 0
3-12/S1GY EDWARDS | LED Display/Control Module - 12 Switches, 1 Green, 1 Yellow LED per switch | E312S1GY | 238.75 | 10 | 0
3-12/S1RY EDWARDS | LED Display/Control Module - 12 Switches, 1 Red, 1 Yellow LED per switch | E312S1RY | 238.26 | 5 | 0
3-12SG EDWARDS | LED Display/Control Module - 12 Switches with 12 Green LEDs | E312SG | 214.45 | 18 | 0
3-12SR EDWARDS | LED Display/Control Module - 12 Switches with 12 Red LEDs | E312SR | 232.21 | 5 | 0
3-12SY EDWARDS | LED Display/Control Module - 12 Switches with 12 Yellow LEDs | E312SY | 247.2 | 4 | 0
323D-10AW-R EDWARDS | 10"" Single Stroke, 24 Vdc, Red | E323D10AWR | 123.26 | 52 | 0
3-24R EDWARDS | LED Display Module - 24 Red | E324R | 191.48 | 3 | 0
3-24Y EDWARDS | LED DISPLAY | E324Y | 187.98 | 13 | 0
33-30671A EDWARDS | ASD-160H Detector w/ Docking Station....Small-area (2,500 sq. ft) detector; 4 Alarm levels; Local indication via LEDs; Interconnection to FACPs via relay contacts; 1 pipe port; 164 ft (50m) sampling pipe max with 10 sampling holes max; Rugged steel enc... | E3330671A | 1442 | 3 | 0
33-30755A EDWARDS | Spare ASD-160H & ASD-320 Dust Filter | E3330755A | 21.18 | 2 | 77
340-10N5 EDWARDS | 10 inch AC vibrating bell. Can be used in outdoor applications with the addition of an approved box for the application | E34010N5 | 149.35 | 43 | 0
340-4N5 EDWARDS | 4 inch AC vibrating bell. Can be used in outdoor applications with the addition of an approved box for the application. | E3404N5 | 103.93 | 32 | 0
3-4/3SGYWR EDWARDS | Control Display Module..12 switches in four groups of three switches, switch one with a green LED, switch two with yellow and white LEDs and switch three with a red LED | E343SGYWR | 260.49 | 5 | 0
3-4ANN EDWARDS | Four Position Base Annunciator. Includes Door, CPU card, two annunciator support modules. Space provided for up to two Control/Display Modules and one 3-LCD Liquid Crystal Display Module or one 3-LCDXL1 (order 3-LCDXL1KBL separately). | E34ANN | 424 | 10 | 0
3-AADC1 EDWARDS | Analog Addressable Device Controller - Supports FL series Intelligent sensors 200 & 500 series Addressable-Analog Devices for retrofit of existing systems. Supports one User Interface module. | E3AADC1 | 1133 | 2 | 0
3-ANNCPU3 EDWARDS | ANNUNCIATOR CPU | E3ANNCPU3 | 325.58 | 8 | 0
3-ANNSM EDWARDS | Annunciator Support Module. Takes one space in Annunciator box. Supports one Control/Display module. | E3ANNSM | 57.01 | 35 | 0
3-ASU EDWARDS | Audio Source Unit with mounting Chassis, Microphone, Paging Controls and Inner door Filler Plate. | E3ASU | 929.5 | 0 | 13
3-ASU/FT EDWARDS | Audio Source Unit with mounting Chassis, Microphone, Paging Controls and Firefighters telephone. | E3ASUFT | 1854 | 9 | 0
3-BATS EDWARDS | Battery Shelf - for RCCxx Series Cabinets. Takes one chassis space in a RCC cabinet. Provides space for up to one 65AH battery. | E3BATS | 22.92 | 7 | 0
3-BBC/M EDWARDS | POWER SUPPLY CHARGER | E3-BBCM | 651.17 | 11 | 0
3-BPS/M EDWARDS | Booster Power Supply with Local Rail Module. 120V 50/60 Hz. Takes one Footprint in wallbox and one local Rail module space. Supports..one user interface module. Provides 7 amp at nominal 24V dc. Provides two 3.5 Amp auxiliary power limited outputs. | E3BPSM | 627.37 | 1 | 10
3-CAB14B EDWARDS | Wallbox with 2 Chassis Spaces | E3CAB14B | 287.68 | 16 | 0
3-CAB14D EDWARDS | Door for CAB14B Series Wallbox | E3CAB14D | 383.06 | 7 | 0
3-CAB14DR EDWARDS | Door (Red) for CAB14B Series Wallbox | E3CAB14DR | 352.78 | 7 | 0
3-CAB21B EDWARDS | WALLBOX WITH 3 CHASSIS SPACED | E3CAB21B | 365.76 | 10 | 10
3-CAB21D EDWARDS | Door for CAB21B Series Wallbox | E3CAB21D | 447.84 | 4 | 5
3-CAB5 EDWARDS | Complete Cabinet. Wallbox and door c/w 5 Local Rail Modules spaces. | E3CAB5 | 195 | 2 | 0
3-CAB7B EDWARDS |  | E3CAB7B | 181.28 | 8 | 0
3-CAB7D EDWARDS | Door for CAB7B Series Wallbox | E3CAB7D | 220.32 | 6 | 0
3-CAB7DR EDWARDS | Door (Red) for CAB7B Series Wallbox | E3CAB7DR | 234.1895 | 19 | 0
3-CHAS7 EDWARDS | Chassis Assembly | E3CHAS7 | 206.1 | 18 | 0
3-CPU3 EDWARDS | EST3 CENTRAL PROCESSOR UNIT | E3CPU3 | 501.61 | 3 | 30
3-CPUDR EDWARDS | Two plastic doors c/w 3-FP filler plates. Used to cover 3-ANNCPU and 3-CPU3 where no display modules are present. One required per CPU when not 3-LCD or 3-LCDXL1 is mounted. | E3CPUDR | 12.36 | 126 | 0
3-EVDVRA EDWARDS | LED/SWITCH Driver Module..Assembly. Assembled version of 3-EVDVR, comespackaged with cables, mounting hardware installation instructions used for third party graphics. Mounts in 3-EVDVRX. | E3EVDVRA | 345.05 | 0 | 0
3-EVDVRX EDWARDS | Plastic mounting extrusion. Mounts up..to three 3-EVDVRA modules. | E3EVDVRX | 36.05 | 15 | 0
3-EVPWR EDWARDS | Power Supply. Graphic Power Supply. Supports up to 18 3-EVDVR modules used in factory assembled graphics. See inchComputer..Graphic Annunciation (CGA) inch price list for complete graphic details. | E3EVPWR | 176.34 | 6 | 0
3-EVPWRA EDWARDS | Power Supply Assembly. Assembled..version of 3-EVPWR, comes packaged with cables, mounting hardware and mounting plate for 3-ANNCPU1.Used for third party graphics. | E3EVPWRA | 298.7 | 3 | 0
3-FIBMB2 EDWARDS | Fiber Optic Communications Interface, Class A/B Network, Class A/B Audio Data. Provides single and/or multi mode Network and Digital Audio fiber optic connections. Order required number of SMXLO, SMXHI2, or MMXVR transceivers separately. | E3FIBMB2 | 423.12 | 1 | 2
3-FP EDWARDS | Plastic Filler plate. One needed for each Display/Control module door where no LED/Switch modules are located. (280053) | E3FP | 4.64 | 213 | 0
3-IDC 8/4 EDWARDS | Initiating Device Circuit Module. Mounts to local rail and takes one LRM space. Supports connection of 8 traditional Class B input circuits. Up to 4 input circuits can convert to Class B NACs. Supports one User interface module. | E3IDC84 | 391.09 | 11 | 0
3-LCD EDWARDS | MAIN LCD DISPLAY MODULE | E3-LCD | 184.58 | 0 | 0
3-LCDXL1 EDWARDS | Large Format Liquid Crystal Display Module. Mounts to 3-CPU(1/3). Requires 4 control/display spaces on operator layer | E3LCDXL1 | 304.57 | 7 | 0
3-LDSM EDWARDS | LED Display Support Module. Mounts to local rail and takes one LRM space. Supports one User Interface Module. Use when there are more Display/Control Modules required than LRMs to support them. | E3LDSM | 101.91 | 8 | 0
3-LRMF EDWARDS | Blank LRM Filler (plastic). Mount in blank LRM space. | E3LRMF | 28.22 | 13 | 0
3-MODCOM EDWARDS | MODEM DIALER COMMUNICATOR DACT MODULE | E3MODCOM | 338.15 | 10 | 0
3-PPS/M EDWARDS | PRIMARY POWER SUPPLY-120V | E3PPSM | 602.34 | 0 | 18
3-PPS/M-230-E EDWARDS | Primary Power Supply with Local Rail Module. 120V 50/60 Hz. Takes one Footprint in wallbox and one local Rail module space. Supports one user interface module. Provides 7 A at nominal 24V dc. Provides two 3.5 Amp auxiliary power limited outputs. Charges u | E3PPSM230E | 596.53 | 0 | 5
3-RCC7R EDWARDS | Remote Closet Enclosure - Red | E3RCC7R | 364.62 | 5 | 0
3-REMICA | EDWARDS 3-REMICEDWARDS 3-REMICAA | E3REMICA | 345.3156 | 10 | 0
3-RLCM/D EDWARDS | Edwards EST 3-RLCM/D System-3 Series FACP Outer Door Panel Assembly | E3RLCMD | 69.01 | 23 | 0
3-RS232 EDWARDS | RS-232 COMMUNICATION CARD | E3RS232 | 209.703 | 38 | 0
3-RS485A EDWARDS | Network Communications Card, Class A. Mounts to the 3-CPU1 and supports Class A/B Network and Audio Data | E3RS485A | 268.62 | 2 | 0
3-RS485B EDWARDS | Network Communications Card, Class B. Mounts to the 3-CPU(1) and supports Class A/B Network and Class B Audio Data | E3RS485B | 225.26 | 15 | 0
3-SDC1 EDWARDS | FIRE SIGNATURE DRIVER CONTROLLER MODULE | E3SDC1 | 651.17 | 7 | 0
3-SDDC1 EDWARDS | Signature Dual Driver Controller. Mounts to local rail and takes one LRM space. Supports two loops of Signature devices up to 250..detector and 250 module addresses. Supports one User Interface Module. | E3SDDC1 | 1321.8 | 14 | 0
3-SSDC1 EDWARDS | FIRE SIGNATURE DRIVER CONTROLLER MODULE | E3SSDC1 | 732.64 | 7 | 0
3X-FIB EDWARDS | Fiber Optic Communications Interface, Class A/B Network, Class A/B Audio Data. Provides single and/or multi mode Network and Digital..Audio fiber optic connections. Order required number of SMXLO2, SMXHI2, or MMXVR transceivers separately. For connecti... | E3XFIB | 711.8592 | 2 | 0
3-XFP EDWARDS | Extender Filler Plate. Mounts on inner door of CAB series enclosures. Covers unused chassis spaces. | E3XFP | 16.38 | 0 | 0
3X-NET EDWARDS | Network Option Card, RS485, Class A/B wiring, for connection to EST3 systems | E3XNET | 798.25 | 12 | 0
3x-PMI EDWARDS | Audio System Control and Paging Interface, includes audio control unit, interconnect cables, mounting plate, paging interface w/paging microphone and user controls, mounts in 2nd tier in 3X cabinet | E3XPMI | 890.95 | 3 | 0
3X-SFS1BI EDWARDS | EDWARDS FACP, COMPLETE SYSTEM USER INTER | E3XSFS1BI | 2605.9 | 2 | 0
3X-SFS1R EDWARDS | FACP, complete system with User Interface, cpu, 1 Loop w/ 2nd loop expansion, 3 option card slots, 4 class b NAC's, Universal 110/220v 10 amp power supply, Red door, English, order 3-SDC1 for second loop | E3XSFS1R | 2451.5 | 2 | 2
3-ZA20B EDWARDS | Zoned Amplifier, 20 Watt, Class B. 20 Watt selectable for 25 or 70 Vrms Class B Output. Mounts in 1 LRM space. Has built in Class B..NAC rated at 3.5 Amps. Supports one user interface module. | E3ZA20B | 390.78 | 2 | 0
3-ZA40A EDWARDS | Zoned Amplifier, 40 Watt, Class A/B. 40 Watt selectable for 25 or 70 Vrms Class A/B Output. Mounts in 1 LRM space. Has built in Class. A/B NAC rated at 3.5 Amps. Supports one user interface module. | E3ZA40A | 531.79 | 11 | 4
3-ZA40B EDWARDS | Zoned Amplifier, 40 Watt, Class B. 40 Watt selectable for 25 or 70 Vrms Class B Output. Mounts in 1 LRM space. Has built in Class B..NAC rated at 3.5 Amps. Supports one user interface module. | E3ZA40B | 487.29 | 0 | 0
3-ZA95 EDWARDS | Zoned Amplifier, 95 Watt, Class B. 95 Watt selectable for 25 or 70 Vrms Class B Output. Mounts in 2 LRM spaces. Supports two user..interface modules. | E3ZA95 | 1050.6 | 7 | 8
403-5A-R Edwards | 15 cd Bell/Strobe Plate. Adapts Vibrating Bell for conversion into Bell-Strobe. UL 1971 listed at 15 cd, inchFIRE inch wall orientation. | E4035AR | 55.5 | 65 | 0
405-7A-T EDWARDS | 15/75 cd Synchronized Strobe, Red. UL1971 Listed @ 15 cd (75 cd On Axis Per ADA/UL 1638), inchFIRE inch Wall Orientation. | E4057AT | 46.25 | 120 | 0
405-7A-TW EDWARDS | 15/75 cd Synchronized Strobe, White. UL1971 Listed @ 15 cd (75 cd On Axis Per ADA/UL 1638), inchFIRE inch Wall Orientation. | E4057ATW | 50.37 | 89 | 0
435-6G1 EDWARDS | DC vibrating bell. The striker continues to strike the gong in rapid-fire action as long as current is applied. 6 inch gong | E4356G1 | 119.38 | 16 | 0
439D-10AW-R EDWARDS | Fire Alarm Bell, 10" (250mm), Vibrating, Diode, 24VDC, Red. | E439D10AWR | 66.7095 | 42 | 0
439D-6AW-R EDWARDS | Fire Alarm Bell, 6" (150mm), Vibrating, Diode, 24VDC, Red. | E439D6AWR | 54.8496 | 10 | 0
449 EDWARDS | Weatherproof Notification Appliance Wall Box | E449 | 15 | 181 | 0
PP46137-0067 EDWARDS | Replacement Break Glass insert for 6831-1 and 6831-3 frontplates | E461370067 | 19.78 | 435 | 0
4X-12/S1RY EDWARDS | LED Display/Control Module - 12 Switches, 1 Red, 1 Yellow LED per switch | E4X12S1RY | 236.9 | 12 | 0
4X-LCD EDWARDS | Main User Interface Assembly, monochrome 8 Line 1/4 VGA LCD, 4 controls plus Rotary knob, English language | E4XLCD | 330.73 | 4 | 0
50LMP-40WH EDWARDS | Replacement Halogen Bulb for use with Edwards 120V | E50LMP40WH | 19.57 | 35 | 0
511C EDWARDS | (DISCONTINUED REPLACEMENT 521NC)Photoelectric 2-Wire Smoke Detector w/o CleanMe, 12/24VDC. Not Listed MEA. S09A, S10A compatible. | E511C | 27.4 | 0 | 0
517TCB EDWARDS | Photoelectric smoke alarm with horn. 9V battery backup. Can tandem wire up to 6 units to form a system. Contact rating is 1A at 30V DC/120v AC | E517TCB | 83.43 | 2 | 0
521B EDWARDS | (DISCONTINUED REPLACEMENT 521NC)Smoke Detector, 6-24V DC, 2 Wire, Photoelectric W/Cleanme | E521B | 29.36 | 16 | 0
521NC EDWARDS | Smoke Detector, 2 Wire, Photoelectric, Thermal, UL | E521NC | 23.18 | 77 | 0
5251FB EDWARDS | HEAT SENSOR FIXED TEMPERATURE | E5251FB | 76.22 | 2 | 0
52R-N5-40WH EDWARDS | Edwards 52 Series rotating beacon for indoor or outdoor applications. Cast base can be utilized as junction box. May be mounted vertically, facing up or down in 3 ways. | E52RN540WH | 192.4 | 48 | 0
541CXT ESL | Four Wire Photoelectric Smoke Detector With Built-in Heat Sensor & 12/24VDC | E541CXT | 0 | 4 | 0
590 EDWARDS | Signaling transformer. 120V AC Primary, 10V, 5VA Secondary | E590 | 11.96 | 11 | 0
6261-002 EDWARDS | Air Sampling Tube - 24 inch Long | E6261002 | 8.24 | 44 | 0
6261-003 EDWARDS | Air Sampling Tube - 42 inch Long | E6261003 | 8.55 | 115 | 0
6263-SG EDWARDS | Air Velocity Test Kit - for Signature Series Duct Housing. Includes air velocity meter, psychrometer and test fixture for measurement of velocity of duct air flow and relative humidity. | E6263SG | 304.47 | 8 | 0
6537 EDWARDS | Edwards 6537 pull cord station provides emergency call activation. The call may be reset at the initiating station. Supplied as part of the..6538-G5 and 7008B-N5 call for assistance package. Double pole single throw switch. | E6537 | 36.7 | 94 | 0
6538-G5 EDWARDS | Call For Assistance Kit - includes 6536-G5 horn-strobe 6537 emergency pull cord 592 transformer | E6538G5 | 116.49 | 6 | 0
6700-0061 EDWARDS | FIRE ALARM PHONE | E67000061 | 71.07 | 8 | 0
6830-3 EDWARDS | Portable (Plug-in) Telephone Handset - Black. Provided with 5' coiled cord and plug; use with 6833-4. | E68303 | 71.07 | 14 | 0
6830-5A-4 EDWARDS | Permanent Remote Telephone Handset Station - 4-State, Red, 'push-to-talk' button, 5' coiled cord | E68305A4 | 111.24 | 3 | 0
6830-6A4 EDWARDS | PERMANENT REMOTE TELEPHONE HANDSET STATION - 4-STATE, RED, 'PUSH-TO-TALK' BUTTON, 5' ARMORED CABLE | E68306A4 | 133.08 | 16 | 0
6830-NY-F4 EDWARDS | Remote Telephone Warden Station - Flush, Red, 5' armored cable, hinged door with magnetic latch, 4-State | E6830NYF4 | 217.65 | 13 | 0
6831-1 EDWARDS | FLUSH TRIM - BREAK GLASS, RED. FOR 6830-1, 6830-4, 6830-5A-4 OR 6830-6A-4 PERMANENT REMOTE TELEPHONE | E68311 | 47.48 | 49 | 0
6832-1 EDWARDS | Backbox - RED, for 6830-1 or 6830-2 | E68321 | 17.92 | 80 | 0
6832-1D EDWARDS | Wallbox - Flush or Surface mount, Red. 14 inch (356mm) H x 8-1/2 inch (216mm) W x 3-5/8 inch D. | E6832D | 34.71 | 60 | 0
6833-4 EDWARDS | FIRE FIGHTERS TELEPHONE WALL PLATE | E68334 | 9.99 | 70 | 0
701U EDWARDS | 6"" Mounting Base for 711U and 711UT, 3 terminals | E701U | 6.9 | -2 | 200
702U EDWARDS | 6 inch Universal Base, 700 Series /w 6 terminals for all heads | E702U | 7.0455 | 14 | 26
711U EDWARDS | 2 Wire Smoke Detector 12/24Vdc | E711U | 30.9 | 12 | 0
730 EDWARDS | Low cost, fully insulated, non adjustable combination bell and buzzer with grounded frame. May be operated using AC power supplied by a Cat. No. 590 transformer or from DC power. | E730 | 20.6 | 0 | 0
757-1A-T EDWARDS | Temporal Horn, Self-synchronized - 24 Vdc, Red | E7571AT | 23.59 | 83 | 0
757-3A-RS70 EDWARDS | 30 cd Re-entrant Speaker/Strobe - 70V, Red. Strobe: UL 1971 Listed @ 30 cd, inchFIRE inch wall orientation. | E7573ARS70 | 82.71 | 54 | 0
757-3A-RS70W EDWARDS | 30 cd Re-entrant Speaker/Strobe - 70V, White. Strobe: UL 1971 Listed @ 30 cd, inchFIRE inch wall orientation | E7573ARS70W | 80.34 | 89 | 0
757-4A-T EDWARDS | 75cdW, 60cdC Strobe, Horn 97 dbA Avg., Red | E7574AT | 45.01 | 72 | 0
757-5A-T EDWARDS | TEMPORAL HORN/STROBE 15CD | E7575AT | 72.41 | 52 | 0
757-7A-RS25 EDWARDS | 15/75 cd Re-entrant Speaker/Strobe - 25V, Red. Strobe: UL 1971 Listed @ 15 cd (75 cd on-axis per ADA/UL1638), inchFIRE inch wall..orientation. | E7577ARS25 | 82.71 | 87 | 0
757-7A-RS70 EDWARDS | 15/75 cd Re-entrant Speaker/Strobe - 70V, Red. Strobe: UL 1971 Listed @ 15 cd (75 cd on-axis per ADA/UL1638), inchFIRE inch wall..orientation. | E7577ARS70 | 82.71 | 81 | 0
757-7A-RS70W EDWARDS | RE-ENTRANT SPEAKER/STROBE 15/75 CD 70V, WHITE | E757-7A-RS70W | 82.71 | 103 | 0
757-7A-SS25 EDWARDS | 15/75 cd Speaker/Strobe - 25V, Red. Strobe: UL 1971 Listed @ 15 cd (75 cd on-axis per ADA/UL1638), inchFIRE inch wall orientation. | E7577ASS25 | 60.56 | 95 | 0
757-7A-SS25W EDWARDS | 15/75 cd Speaker/Strobe - 25V, White. Strobe: UL 1971 Listed @ 15 cd (75 cd on-axis per ADA/UL1638), inchFIRE inch wall orientation. | E7577ASS25W | 60.56 | 86 | 0
757-7A-SS70 EDWARDS | 15/75 cd Speaker/Strobe - 70V, Red. Strobe: UL 1971 Listed @ 15 cd (75 cd on-axis per ADA/UL1638), inchFIRE inch wall orientation. | E7577ASS70 | 60.56 | 112 | 0
757-7A-SS70W EDWARDS | 15/75 cd Speaker/Strobe - 70V, White. Strobe: UL 1971 Listed @ 15 cd (75 cd on-axis per ADA/UL1638), inchFIRE inch wall orientation | E7577ASS70W | 60.56 | 77 | 0
757-7A-T EDWARDS | 15/75 cd Temporal Horn/Strobe - 24 Vdc, Red. UL1971 Listed @ 15 cd (75 cd On Axis Per ADA/UL 1638), inchFIRE inch Wall Orientation | E7577AT | 71.93 | 8 | 0
757-7A-TW EDWARDS | TEMPORAL HORN/STROBE -15/75 CD -70V, WHITE | E7577ATW | 67.67 | 62 | 0
757-8A-RS25 EDWARDS | 110 cd Re-entrant Speaker/Strobe - 25V, Red. Strobe: Meets sleeping area requirement. UL 1971 Listed @ 110 cd, inchFIRE inch wall..orientation. | E7578ARS25 | 83.84 | 113 | 0
757-8A-RS25W EDWARDS | 110 cd Re-entrant Speaker/Strobe - 25V, White. Strobe: Meets sleeping area requirement. UL 1971 Listed @ 110 cd, inchFIRE inch wall orientation | E7578ARS25W | 83.84 | 99 | 0
757-8A-RS70 EDWARDS | 110 cd Re-entrant Speaker/Strobe - 70V, Red. Strobe: Meets sleeping area requirement. UL 1971 Listed @ 110 cd, inchFIRE inch wall orientation. | E7578ARS70 | 85.008 | 24 | 14
757-8A-SS25W EDWARDS | 110 cd Speaker/Strobe - 25V, White. Strobe: Meets sleeping area requirement. UL 1971 Listed @ 110 cd, inchFIRE inch wall orientation. | E7578ASS25W | 91.16 | 122 | 0
757-8A-T EDWARDS | 110 cd Temporal Horn/Strobe - 24 Vdc, Red. UL1971 Listed @ 110 cd, inchFIRE inch Wall Orientation. Meets Sleeping Area..Requirements | E7578AT | 72.9596 | 0 | 14
757-8A-TW EDWARDS | 110 cd Temporal Horn/Strobe - 24 Vdc, WHITE. UL1971 Listed @ 110 cd, inchFIRE inch Wall Orientation. Meets Sleeping Area..Requirements. | E7578ATW | 67.58 | 107 | 0
757A-SBW EDWARDS | Surface Box - Indoor, White | E757ASBW | 8.03 | 108 | 0
757A-WB EDWARDS | Weatherproof Box, Cast - Red | E757AWB | 15.76 | 17 | 0
868STRA-N5 EDWARDS | HORN/STROBE 120V AC 50/60Hz WEATHERPROOF MOUNT | E868STRAN5 | 247.2 | 20 | 0
889D-AW EDWARDS | Fire Alarm Horn, Explosion-Proof, 24VDC........Important note: Refer to the Field Notes Bulletin below when planning to use electromechanical devices on the same control equipment with other electronic devices (strobes). | E889DAW | 405.61 | 6 | 0
965-1A-4RW EDWARDS | 4" CONE SPEAKER(70VRMS), ROUND-WHITE | E965-1A-4RW | 28.02 | 95 | 0
ANS25MDR2 EDWARDS | Audio Notification Panel 25 Watt Amplifier, includes DMR, Temporal Pattern, Power Supply and Battery Charger. Standard Message, Microphone, and Red Cabinet 14.5 inch x 18 inch x 4 inch. | EANS25MDR2 | 1339 | 0 | 0
ANSREMSUP EDWARDS | Audio Evacuation Accessory, Super Card, Remote Microphone | EANSREMSUP | 97.8 | 25 | 0
AP-P EDWARDS | Heat Det. - Rate Compensation, Adapter plate for mounting 302 and 302-AW to any 3 inch outlet box or 4 inch octagon outlet box. | EAPP | 4.1 | 0 | 0
APS10A EDWARDS | AUXILIARY/BOOSTER POWER SUPPLY(10.5 AMP) | EAPS10A | 358.03 | 4 | 0
B4U EDWARDS | Smoke Detector Base, Intelligent/Addressable, 6"" Diameter, Requires Smoke Head | EB4U | 5.2 | 191 | 0
BC-1R EDWARDS | Battery Cabinet for Up to 40Ah Max, Red | EBC1R | 123.9 | 4 | 0
BPS10A EDWARDS | BOOSTER POWER SUPPLY 10A 120VAC | EBPS10A | 293 | -9 | 23
BPS10A/230 EDWARDS | 10 Amp Booster Power Supply-220V | EBPS10A230 | 315.18 | 5 | 0
BPS6A EDWARDS | BOOSTER POWER SUPPLY(6.5 AMP) | EBPS6A | 257.5 | 17 | 0
BPS6A/230 EDWARDS | 6.5 Amp Booster Power Supply - 220V | EBPS6A230 | 257.5 | 1 | 0
EC20RRU-3 EDWARDS | (DISCONTINUED)HEAT DETECTOR, 135 DE FL FIXED RATE | EC20RRU3 | 61.7 | 0 | 0
CDR-3 EDWARDS | Coder - PSNI. Positive, non-interfering, successive and march time codes PSNI code out (relay & tone outputs). March time out (relay & tone outputs). Connects to RS-232 serial port. Requires 1/2 size cabinet footprint and 24 VDC power. | ECDR3 | 285.2564 | 8 | 0
CH70-24MCW-FR EATON | WHEELOCK CHIME STROBE, WALL MOUNT-RED | ECH7024MCWFR | 55 | 4 | 0
CR135-2 EDWARDS | Heat Detector, 135F ROR/Fixed Temperature | ECR1352 | 49.44 | 35 | 0
CS405-7A-T EDWARDS | Notification Appliance, Weather-Proof, Strobe Only, Requires 449 Back Box | ECS4057AT | 46.3 | 56 | 0
CSBU-1 EDWARDS | (DISCONTINUED)Stander Base Detector | ECSBU1 | 28.5 | 0 | 0
D16L-IO-1 EDWARDS | 16 Zone LED annunciator, 2 led's per zone, customizable insert labels, left side mounting, zones 1-16 | ED16LIO1 | 99.91 | 6 | 0
DB9/RJ11 EDWARDS | ASSY RS232/RJ11 DB9 CONNECTOR. REPLACES P/N 350215 | EDB9RJ11 | 40.99 | 97 | 0
DLD EDWARDS | (DISCONTINUED NO REPLACEMENT)DUAL LINE DIALER, SUPPORTS 4/2 & CONTACT ID, REQUIRES 1 OPTION SPACE. | EDLD | 128.24 | 0 | 0
EBPS10A EDWARDS | Power Booster, Fire Alarm, 10 Amps, Red | EEBPS10A | 350.41 | 10 | 0
EBPS6A EDWARDS | Adressable Power Booster, Fire Alarm, 6 Amps, Red | EEBPS6A | 293.55 | 0 | 10
EC-LED EDWARDS | Remote LED Alarm Indicator | EECLED | 18.5 | 15 | 0
EG1F-CVM EDWARDS | Chime/Strobe, Wall Mt., 15-95 CD, Marked ""Fire"", 24VDC, White | EEG1F-CVM | 75.29 | 140 | 0
EG1F-VM EDWARDS | Strobe, Wall Mt., 15-110 CD, Marked ""Fire"", 24VDC, White | EEG1FVM | 29.0565 | 0 | 200
EG1-HDVM EDWARDS | HORN/STROBE, WALL MT., 15-110 CD, 24VCD,WHITE | EEG1HDVM | 37.6 | 68 | 0
EG1RF-HDVM EDWARDS | Horn/Strobe, Wall Mt., 15-110 CD, Marked ""Fire"", 24VDC, Red | EEG1RFHDVM | 37.6 | 14 | 0
EG1R-HDVM EDWARDS | Horn/Strobe, Wall Mt., 15-110 CD, 24VDC, Red | EEG1RHDVM | 35.28 | 0 | 0
EG1RT-FIRE EDWARDS | Trim Plate for Wall Mt., Horn/Strobes, 1-Gang to 4"" Box, Marked ""Fire"", Red | EEG1RTFIRE | 3.61 | 87 | 0
G1R-VM EDWARDS | MULTI CD STROBE, MULTI CD STROBOSCOPE, 24VDC/CC, RED/ROGUE | EEG1RVM | 25.73 | 140 | 0
EG1T-FIRE EDWARDS | Trim Plate for Wall Mt., Horn/Strobes, 1-Gang to 4"" Box, Marked ""Fire"", White | EEG1TFIRE | 3.61 | 23 | 0
EGCF-HDVM EDWARDS | Horn/Strobe, Ceiling Mt., 15-95 CD, Marked ""Fire"", 24VDC, White | EEGCFHDVM | 42.1225 | 71 | 0
EOL-10 EDWARDS | End of Line Resistor - 10K Ohm | EEOL10 | 4.94 | 0 | 0
EOL-15 EDWARDS | End of Line Resistor - 15K Ohm | EEOL15 | 6.08 | 0 | 0
EOL-15KP4 EDWARDS | End-of-line resistor: 4-pack of 15K | EEOL15KP4 | 9.68 | 0 | 0
EOL-47 EDWARDS | EOL Resistor, 47K, 1/2 W | EEOL47 | 5.15 | 0 | 0
EOL-47KL EDWARDS | End of Line Resistor - 47K with wire leads | EEOL47 | 7.45 | 0 | 0
EOL-47PK7 EDWARDS | End of line Resistr, 4.7kohm, 7/pk | EEOL47PK7 | 36.05 | 0 | 0
EOL-P1 EDWARDS | EOL RESISTOR PKG | EEOLP1 | 22.15 | 16 | 0
ESD-CJ EDWARDS | SuperDuct, Controller (RJ45), 4-wire | EESDCJ | 62.42 | 10 | 0
ESD-SJ EDWARDS | SuperDuct, Sensor (RJ45), 4-wire | EESDSJ | 57.37 | 7 | 0
F-DACT EDWARDS | F SERIES UPLOAD/DOWNLOAD DIALER/MODEM,DUAL LINE | EFDACT | 153.47 | 74 | 0
FSP502G EDWARDS | Conventional Fire Alarm Control Panel, 5 Class B IDC zones, 2 Class B NAC's, 3.5A NAC Power, Gray enclosure, 120V, capacity for (2) 10Ah BATTERIES | EFPS502G | 233.81 | 8 | 0
FSP1004R EDWARDS | Conventional Fire Alarm Control Panel, 10 Class B IDC zones, 4 Class B NAC's, 3.5A NAC Power, Red enclosure, 120V, capacity for (2)..17Ah batteries | EFSP1004R | 365.34 | 2 | 0
FSP302G EDWARDS | (discontinued and the replacement is FSP502G) Conventional Fire Alarm Control Panel, 3 Class B IDC zones, 2 Class B NAC's, 3.5A NAC Power, Gray enclosure, 120V, capacity for (2) 10Ah batteries | EFSP302G | 199.72 | 2 | 0
FSP502GD EDWARDS | Conventional Fire Alarm Control Panel, 5 Class B IDC zones, 2 Class B NAC's, 3.5A NAC Power, Gray enclosure, 120V, capacity for (2)..10Ah batteries, includes upload/download DACT | EFSP502GD | 353.7 | 9 | 0
FSP502R EDWARDS | Conventional Fire Alarm Control Panel, 5 Class B IDC zones, 2 Class B NAC's, 3.5A NAC Power, Red enclosure, 120V, capacity for (2)..10Ah batteries | EFSP502R | 233.81 | 4 | 0
FSP502RD EDWARDS | Conventional Fire Alarm Control Panel, 5 Class B IDC zones, 2 Class B NAC's, 3.5A NAC Power, Red enclosure, 120V, capacity for (2)..10Ah batteries, includes upload/download DACT | EFSP502RD | 353.7 | 13 | 0
FX-IDC1B EDWARDS | Analog Single Input Mini Module. | EFX1DC1B | 38.9615 | 46 | 0
FX-5R EDWARDS | Conventional Fire Alarm Control Panel, Red – 5 Class B IDCs and 2 Class B NACs, 3.5A NAC power, (Pairs of IDCs and NACs convertible to single Class A circuits), 120VAC power source, 24VDC output. | EFX5R | 341.29 | 6 | 0
F-XTR120 EDWARDS | NAC Power Expansion Transformer, 120v, increases 10 zone FACP NAC power to 7.0 amps | EFXTR120 | 56.24 | 0 | 0
G1F-C EDWARDS | Chime, steady or temporal, hi/lo dB output, FIRE markings - 24V, White | EG1FC | 30.59 | 88 | 0
G1F-CVM EDWARDS | Multi-cd chime-strobe, steady or temporal, hi/lo dB, FIRE markings - 24V, White | EG1FCVM | 63.14 | 49 | 0
G1F-HD EDWARDS | Temporal horn, hi/lo dB output - 24V, White w/FIRE | EG1FHD | 15.45 | 22 | 0
EG1F-HDVM EDWARDS | MULTI-CD HORN-STROBE, FIRE MARKINGS, 24V, WHITE | EG1F-HDVM | 37.6 | 52 | 0
G1-HD EDWARDS | TEMPERAL HORN WHITE, WALL MT | EG1-HD | 15.04 | 176 | 0
G1F-HDVM EDWARDS | MULTI-CD TEMPORAL HORN-STROBE, HI/LO DB 24V, WHITE W/ FIRE | EG1-HDVM | 31.52 | 126 | 80
G1M-RM EDWARDS | GENESIS SIGNAL MASTER- REMOTE MOUNT | EG1MRM | 26.47 | 117 | 0
G1-P EDWARDS | Horn (steady tone) - 24V, White. (Not compatible with Signal Master) | EG1P | 7.73 | 81 | 0
G1RF-CVM EDWARDS | MULTI-CD WALL TEMPORAL CHIME-STROBES(RED) | EG1RF-CVM | 63.14 | 116 | 0
G1RF-HD EDWARDS | EDWARDS EST G1RF-HD FIRE ALARM HORN.. | EG1RFHD | 15.45 | 88 | 0
G1RF-HDVM EDWARDS | MULTI-CANDELA HORN-STROBE (RED) | EG1RF-HDVM | 31.52 | 21 | 0
G1R-HD EDWARDS | RED TEMPORAL HORN | EG1RHD | 15.04 | 139 | 0
G1RT EDWARDS | Genesis 1-gang to 4 inch Trim, Red | EG1RT | 2.99 | 291 | 0
G1RT-FIRE EDWARDS | Genesis 1-gang to 4 inch Trim, Red, with FIRE marking | EG1RTFIRE | 2.99 | 46 | 0
G1T EDWARDS | Genesis Trim Plate | EG1T | 3.2 | 75 | 0
G1-VM EDWARDS | MULTI-CD STROBE 24V, WHITE | EG1VM | 24 | 35 | 18
G4HFRF-S2VMC EDWARDS | Genesis High Fidelity Wall Speaker-strobe, red, fire marking, 25V, visual multi-candela, clear lens | EG4HFRFS2VMC | 50.47 | 32 | 0
G4HFRF-S7VMC EDWARDS | Genesis High Fidelity Wall Speaker-strobe, red, fire marking, 70V, visual multi-candela, clear lens | EG4HFRFS7VMC | 50.88 | 189 | 0
G4HFRN-S2VMC EDWARDS | Genesis High Fidelity Wall Speaker-strobe, red, no marking, 25V, visual multi-candela, clear lens | EG4HFRNS2VMC | 50.88 | 114 | 0
G4HFWF-S2VMC EDWARDS | HF SPEAKER STROBE 25V, WHITE,FIRE | EG4HFWFS2VMC | 50.17 | 29 | 0
G4HFWF-S7 EDWARDS | Genesis High Fidelity Wall Speaker, white, fire marking, 70V | EG4HFWFS7 | 18.85 | 92 | 0
G4HFWF-S7VMC EDWARDS | Genesis High Fidelity Wall Speaker-strobe, white, fire marking, 70V, visual multi-candela, clear lens | EG4HFWFS7VMC | 50.88 | 41 | 0
G4HFWN-S2VMC EDWARDS | Genesis High Fidelity Wall Speaker-strobe, white, no marking, 25V, visual multi-candela, clear lens | EG4HFWNS2VMC | 49.31 | 72 | 0
G4HFWN-S7 EDWARDS | Genesis High Fidelity Wall Speaker, white, no marking, 70V | EG4HFWNS7 | 19 | 100 | 0
G4HFWN-S7VMC EDWARDS | Genesis High Fidelity Wall Speaker-strobe, white, no marking, 70V, visual multi-candela, clear lens | EG4HFWNS7VMC | 50.88 | 60 | 0
G4LFRF-HVM EDWARDS | Genesis Wall-mount, Low Frequency Appliance, Red Housing, Fire Marking, Audible/Standard Output Clear Strobe Light. | EG4LFRFHVM | 63.86 | 37 | 0
G4LFWF-H EDWARDS | Genesis Wall-mount, Low Frequency Appliance, White Housing, Fire Marking, Audible Only. | EG4LFWFH | 42 | 85 | 0
G4RF-S2 EDWARDS | Speaker (25V), multi-tap, Red w/FIRE | EG4RFS2 | 18.13 | 113 | 0
G4-S2 EDWARDS | Speaker (25V), multi-tap, White | EG4S2 | 14.42 | 49 | 0
G4-S7 EDWARDS | (DISCONTINUED, REPLACED BY G4HFWF-S7) SPEAKER 70V RMS WHITE | EG4S7 | 20.6 | 35 | 0
G4WA-S7VMC EDWARDS | G4 Wall, 70 V Speaker with Strobe, White Housing, Alert Markings, Clear Lens | EG4WAS7VMC | 47.28 | 40 | 0
GCF-HDVM EDWARDS | MULTI-CANDELA HORN-STROBE CEILING(WHITE) WITH FIRE MARKINGS | EGCFHDVM | 36.51 | 8 | 0
GCFR-HDVM EDWARDS | 15-95CD HORN-STROBE-24V W/ FIRE MARKINGS CEILING(RED) | EGCFRHDVM | 34.81 | 99 | 0
GCFR-VM EDWARDS | Notification Appliance, Ceiling Mount, Strobe Only, 15-95CD, w/FIRE Marking, Red, 24VDC | EGCFRVM | 31 | 81 | 0
GCF-S7 EDWARDS | (DISCONTINUED, REPLACED BY GCHFWF-S7)FIRE ALARM CEILING SPEAKER 70V VRMS GENESIS | EGCFS7 | 39.04 | 6 | 0
GCF-S7VM EDWARDS | DISCONTINUED AND REPLACED BY GCHFWF-S7VMC | EGCF-S7VM | 40.79 | 0 | 0
GCF-S7VMH EDWARDS | Genesis Ceiling Speaker-strobe - 70V, 95-177 multi-cd, FIRE marking, mounts to 4 inch square x 2-1/8 inch box | EGCFS7VMH | 47.9 | 46 | 0
GCF-VM EDWARDS | GENESIS CEILING STROBE 15-95 MULTI-CD, FIRE MARKING | EGCFVM | 27.255 | 0 | 60
GC-HDVM EDWARDS | MULTI-CANDELA HORN STROBE CEILING WHITE | EGCHDVM | 34.81 | 121 | 0
GCHFRF-S7VMC EDWARDS | Genesis High Fidelity Ceiling Speaker-strobe, red, fire marking, 70V, visual multi-candela, clear lens | EGCHFRFS7VMC | 50.88 | 24 | 0
GCHFWF-S2 EDWARDS | Genesis High Fidelity Ceiling Speaker, white, fire marking, 25V | EGCHFWFS2 | 20.19 | 124 | 0
GCHFWF-S2VMC EDWARDS | Genesis High Fidelity Ceiling Speaker-strobe, white, fire marking, 25V, visual multi-candela, clear lens | EGCHFWFS2VMC | 50.88 | 35 | 100
GCHFWF-S7VMC EDWARDS | MULTI-CANDELA HF CEILING SPEAKER-STROBE, 70V, WHITE, WITH FIRE MARKING | EGCHFWFS7VMC | 50.88 | 4 | 100
GCHFWF-S7VMCH EDWARDS | GCHFWF-S7VMCH Edwards Signaling Genesis Series 70V Ceiling Speaker/Strobe w/Fire Marking, high fidelity (520 Hz), selectable: 95, 115, 150, 177 candela rating, white housing. | EGCHFWFS7VMCH | 55.6 | 91 | 0
GCHFWN-S2VMC EDWARDS | Genesis High Fidelity Ceiling Speaker-strobe, white, no marking, 25V, visual multi-candela, clear lens | EGCHFWNS2VMC | 49.31 | 0 | 40
GCHFWN-S7 EDWARDS | Genesis High Fidelity Ceiling Speaker, white, no marking, 70V | EGCHFWNS7 | 20.19 | 454 | 0
GCHFWN-S7VMC EDWARDS | Genesis High Fidelity Ceiling Speaker-strobe, white, no marking, 70V, visual multi-candela, clear lens | EGCHFWNS7VMC | 50.47 | 165 | 0
GC-S2VM EDWARDS | (DISC. USE GCHFWN-2VMC)Genesis Ceiling Speaker-strobe - 25V, 15-95 multi-cd, mounts to 4 inch square x 2-1/8 inch box | EGCS2VM | 38.9818 | 0 | 30
GC-S7 EDWARDS | Ceiling Fire Alarm Speaker, White Genesis Series | EGCS7 | 26.78 | 35 | 0
GC-S7VM EDWARDS | (DISC> USE MGC-S7VMH)Genesis Ceiling Speaker-Strobe,70V, 15-95MC | EGCS7VM | 21.53 | 0 | 0
GC-VM EDWARDS | MULTI-CANDELA STROBE CEILING(WHITE) | EGCVM | 25.96 | 3 | 0
GC-VMH EDWARDS | Red Fire Alarm Ceiling Strobe Clear Lens | EGCVMH | 30.8 | 48 | 0
GCWN-S2 EDWARDS | GC Ceiling, 25 V Speaker, White Housing, No Markings | EGCWNS2 | 16.89 | 142 | 0
GL1RN-HDVMC EDWARDS | Genesis L Series, red housing, no markings, horn (temporal or steady, hi/low dB) with LED strobe light, 15-110 cd, clear lens. | EGL1RNHDVMC | 30.9 | 202 | 0
GL1WN-HD EDWARDS | Genesis L Series, white housing, no markings, horn (temporal or steady, hi/low dB). | EGL1WNHD | 17.168 | 27 | 0
GSA-CC1S EDWARDS | Single Input (Riser) Module. Features a built-in RING TONE generator; use for switching a single signal or audio circuit, also includes strobe synchronization | EGSACC1S | 67.5 | 6 | 10
GSA-CT1 MIRTONE | SINGLE INPUT MODULE | EGSA-CT1 | 41 | 0 | 0
GSA-CT2 MIRTONE | CIRCUIT INPUT MODULE | EGSA-CT2 | 58 | 39 | 10
GSA-DH EDWARDS | Duct Smoke Detector Housing. For Signature Series Detectors only. Use in ducts up to 10 feet wide. Use with SIGA-PS, SIGA-PHS, SIGAIPHS..detector only. Requires SIGA-SB, SIGA-IB, or SIGA-RB Detector Base for wiring. Requires 6261 series Air Sampling Tube. | EGSADH | 61.7 | 12 | 0
GSA-DTS EDWARDS | DUCT SMOKE DETECTOR TEST STATION | EGSADTS | 45.32 | 0 | 0
GSA-IO MIRTONE | Universal Input/Output Module - input with programmable output | EGSAIO | 62 | 30 | 0
GSA-M270P EDWARDS | Manual Pull Station - Single Action, 2-stage | EGSAM270P | 65.82 | 79 | 0
GSA-M278 EDWARDS | Manual Pull Station - Double Action, 1-stage | EGSAM278 | 52.63 | 28 | 0
GSA-MM1 EDWARDS | Monitor Module - Single Input. Single circuit input module for use with Normally Open Contact devices. Factory programmed for Non-latching..monitor operation. | EGSAMM1 | 33.37 | 0 | 0
GSA-PHS EDWARDS | Intelligent 3D Multisensor Detector - Photoelectric, Heat | EGSAPHS | 61.39 | 0 | 0
GSA-RB EDWARDS | Detector Base with Form 'C' Relay | EGSARB | 22.76 | 42 | 0
GSA-SD EDWARDS | GSA SUPERDUCT SMOKE DETECTOR | EGSASD | 128 | 5 | 0
INT-7ARW EDWARDS | 15/75 cd Re-entrant Speaker/Strobe - 70V, White. Strobe: UL 1971 Listed @ 15 cd (75 cd on-axis per ADA/UL1638), inchFIRE inch wall orientation. | EINT7ARW | 86.51 | 0 | 0
IO1000G EDWARDS | FACP 1-LOOP 125/DET, MOD, GREY | EIO1000G | 532.7556 | 15 | 5
IO1000GD EDWARDS | Four loop system with one 250-point loop installed. 110v, gray door, with dialer | EIO1000GD | 608.94 | 6 | 8
IO1000RD EDWARDS | Four loop system with one 250-point loop installed. 110v, red door, with dialer. | EIO1000RD | 608.94 | 0 | 0
IO1000R EDWARDS | Four loop system with one 250-point loop installed. 110v, red door. | EIO100R | 535.81 | 1 | 0
IO500G EDWARDS | DISCONTINUED, PLEASE USE IO1000G | EIO500G | 512.94 | 0 | 0
IO500GD EDWARDS | DISCONTINUED AND REPLACED BY IO1000GD | EIO500GD | 577.11 | 0 | 0
IO500R EDWARDS | DISCONTINUED AND REPLACED BY IO1000R | EIO500R | 532.2 | 6 | 0
IO64G EDWARDS | FACP, 1 LOOP, 64 INTELLIGENT DEVICES MAX, 2 CLASS B NAC'S, 4.25A POWER SUPPLY, GRAY DOOR, 115VAC, CAPACITY FOR UP (2) 10A/H BATTERIES, ENGLISH | EIO64G | 440.162 | 23 | 0
IO64GD EDWARDS | FACP, 1 LOOP, 64 INTELLIGENT DEVICES MAX, 2 CLASS B NAC'S, 4.25A POWER SUPPLY, GRAY DOOR, 115VAC, CAPACITY FOR UP (2) 10A/H BATTERIES, INCLUDES DUAL LINE DIALER/MODEM, ENGLISH | EIO64GD | 477.41 | 0 | 0
IO64RD EDWARDS | FACP, 1 LOOP, 64 INTELLIGENT DEVICES MAX, 2 CLASS B NAC'S, 4.25A POWER SUPPLY, RED DOOR, 115VAC, CAPACITY FOR UP (2) 10A/H BATTERIES, INCLUDES DUAL LINE DIALER/MODEM, ENGLISH | EIO64RD | 477.41 | 0 | 0
IO-CU EDWARDS | iO and FSP control panel series programming, diagnostics and report software. Windows 2000, XP and Vista compatible, CD-ROM | EIOCU | 51.4 | 0 | 0
IO-SDC1 EDWARDS | Expansion module, one 250-device loop | EIOSDC1 | 445 | 11 | 0
IO-SDC2 EDWARDS | Expansion module, two 250-device loops, 500 devices total. For iO1000 only. | EIOSDC2 | 647 | 1 | 0
KPDISP EDWARDS | KeyPad and Display | EKDISP | 422.7223 | 0 | 0
KI-IB4 KIDDE | Detector Base with Isolator - for 4 inch sq. box, includes -TS4 skirt | EKIIB4 | 28.33 | 0 | 0
LKC-1 EDWARDS | FIRE - Ceiling orientation | ELKC1 | 9.9 | 2 | 0
70-407008-002 EDWARDS | MODEL AI,NC | EM | 0 | 0 | 0
M500RF EDWARDS | Relay Module - Analog | EM500RF | 92.49 | 19 | 0
M500SF EDWARDS | CONTROL MODULE-ANALOG | EM500SF | 92.49 | 60 | 0
M501MF EDWARDS | INTELLIGENT MINI-MONITOR MODULE | EM501MF | 69.63 | 12 | 0
MFC-A EDWARDS | Fire Control Accessory, Multi-Function Enclosure, 8""X14X3.5"", Red | EMFCA | 59.74 | 4 | 0
MMXVR EDWARDS | Standard output MULTI MODE fiber optic transceiver. Plugs into 3-FIBMB2, 3-FIBMB, or NOCF. Uses ST connectors. | EMMXVR | 81.47 | 6 | 0
MN-COM1S EDWARDS | UL 864 Listed FireWorks Communications Ethernet Port, Command & Control. Comes with power and RS232 data cables | EMNCOM1S | 511 | 4 | 0
MN-NETRLY4 EDWARDS | Ethernet controllable multi I/O module. 4 unsupervised inputs & 4 unsupervised outputs. Comes with one MN-NRKB1 | EMNNETRY4 | 317.34 | 9 | 0
MPSR1-S45W-GE EDWARDS | Manual pull station, weatherproof, Single-action, SPST, Cat 45 Key reset, terminal connections. Weatherproof backbox included. | EMPSR1S45WGE | 58.97 | 6 | 0
MPSR2-S45W-GE EDWARDS | Fire Alarm, Double-Action, SPST, Cat 45 Key Reset, Pull Lever, Wall Mount | EMPSR2S45WGE | 62.83 | 40 | 0
MR201/C EDWARDS | "DPDT" AU X RELAY, W/ ENCLOSURE-RED | EMR201C | 19.06 | 0 | 0
V-PCOS MIRTONE | Intelligent combination photoelectric and CO Sensor. | EPCOS | 79.26 | 0 | 0
3-PPS/M-230 EDWARDS | Primary Power Supply with Local Rail Module. 120V 50/60 Hz. Takes one Footprint in wallbox and one local Rail module space. Supports..one user interface module. Provides 7 A at nominal 24V dc. Provides two 3.5 Amp auxiliary power limited outputs. Charg... | EPPSM230 | 602.34 | 3 | 2
PROGCABLE-1 EDWARDS | (DISCOUNTINUED)PROGRAMMING CABLE FOR QUICKSTART SERIES. CONNECTS PC TO BAR CODE SCANNER PORT | EPROGCABLE1 | 10.09 | 0 | 0
PS10-4B EDWARDS | Power Supply, Replacement | EPS104B | 708.74 | 9 | 0
PS6 EDWARDS | (DISCONTINUED)POWER SUPPLY FOR QS4 | EPS6 | 257.7 | 0 | 0
PT-1S EDWARDS | System Printer - Desk Top Style | EPT1S | 650 | 4 | 0
PT-1S-220 EDWARDS | System Printer - Desk Top Style. Serial port connection | EPT1S220 | 550.84 | 124 | 2
QS-232 EDWARDS | UART CARD, PLUGS INTO CPU | EQS232 | 47.48 | 6 | 0
QS-FUSE EDWARDS | QS REPLACEMENT FUSE FOR PRIMARY POWER INPUT | EQSFUSE | 19.06 | 0 | 0
EDWARDS RACCDR-OUTER DOOR FOR R | EDWARDS RACCDR-OUTER DOOR FOR RACCR WALLBOX | ERACCDR | 59.74 | 29 | 0
RA-ENC1 EDWARDS | Single unit remote annunciator enclosure, 4" box mount, key locked door, plexiglass window, beige. | ERAENC1 | 51.29 | 23 | 0
RLCM/B EDWARDS | Semi-flush Wall Box - for Remote LCD Command Module | ERCLMB | 31.42 | 31 | 0
RELA-EOL EDWARDS | End of Line Relay Device - polarized | ERELAEOL | 54.28 | 35 | 0
RLCD-C EDWARDS | REMOTE ANNUNCIATOR, 4X20 CHARACTER LCD, COMMON SYSTEM INDICATORS AND CONTROLS, MOUNTS TO 4" BOX W/ SUPPLIED RING, WHITE | ERLCDC | 247.3 | 0 | 0
RLCD-R EDWARDS | REMOTE ANNUNCIATOR, 4X20 CHARACTER LCD, COMMON SYSTEM INDICATORS, RED HOUSING, MOUNTS TO 4" BOX W/ SUPPLIED RING | ERLCDR | 234.94 | 8 | 0
RLCM/B-S EDWARDS | Surface Wall Box - for Remote LCD Command Module | ERLCMBS | 31.42 | 47 | 0
RMS-1T-KO EDWARDS | Key Operated Station Red "Fire Alarm" | ERMS1TKO | 60.05 | 5 | 0
RZI16-2 EDWARDS | Remote Zone Interface Module. 16 Class B IDCs, 2 Class B Output. Bracket included. | ERZI162 | 268.389 | 1 | 0
SA-232 EDWARDS | INTERFACE CARD | ESA232 | 59.02 | 1 | 100
SA-DACT EDWARDS | UPLOAD/DOWNLOAD DIALER/MODEM, DUAL LINE | ESA-DACT | 153.47 | 82 | 0
SA-ETH EDWARDS | Ethernet Programming/Diagnostics Interface, RJ45, mounts to base plate. | ESAETH | 294 | 2 | 0
SD-2W EDWARDS | DUCT DETECTOR, 2-WIRE | ESD2W | 97.5 | 18 | 0
SD-GSK EDWARDS | Duct Detector Accessory, Gasket Kit | ESDGSK | 7.52 | 0 | 0
SD-MAG EDWARDS | Duct Detector Accessory, Magnet Test Kit | ESDMAG | 1.96 | 33 | 0
SD-PH EDWARDS | SuperDuct, Protective Housing | ESDPH | 147.6 | 38 | 0
SD-SJ EDWARDS | Duct Detector, Sensor Only, 4-Wire, RJ45 | ESDSJ | 61.654 | 0 | 0
SD-T120 EDWARDS | Duct Detector Accessory, 120"" Sampling Tube | ESDT120 | 13.18 | 7 | 0
SD-T18 EDWARDS | SAMPLING AIR TUBE, 18 INCH | ESDT18 | 7.31 | 0 | 0
SD-T24 EDWARDS | Duct Detector Accessory, 24"" Sampling Tube | ESDT24 | 7.31 | 39 | 0
SD-T36 EDWARDS | Duct Detector Accessory, 36"" Sampling Tube | ESDT36 | 7.31 | 2 | 0
SD-T60 EDWARDS | SAMPLING AIR TUEB, 60 INCHES | ESDT60 | 7.93 | 11 | 18
SD-T78 EDWARDS | Duct Detector Accessory, 78"" Sampling Tube | ESDT78 | 9.27 | 16 | 30
SD-TRK EDWARDS | SD Remote Reset/Test, 2W/SIG | ESDTRK | 31.93 | 38 | 0
SD-TRK4 EDWARDS | Duct Detector Accessory, Remote Test/Reset Station/Key | ESDTRK4 | 33.37 | 9 | 0
SD-TRM EDWARDS | SD Remote Reset/Test, 2W/SIG | ESDTRM | 24.41 | 19 | 0
SFS1-ELEC EDWARDS | Base Electronics, replacement, EST....Includes following parts: ..4X-LCD(-LC) User Interface..SFS1-CPU Main Board..Electronics Chassis..4X-LRMF Filler Plates | ESFS1ELEC | 1390.5 | 2 | 0
SIGA-MCC2A EDWARDS | Synchronized Signal Module /w 2 Risers in, 1 Output Ckt, Cl 'A' | ESGIAMCC2A | 70.56 | 53 | 0
SIGA-270 EDWARDS | MANUAL PULL STATION-SINGLE ACTION, 1-STAGE | ESIGA-270 | 47.38 | 0 | 300
SIGA-270P EDWARDS | MANUAL PULL STATION | ESIGA-270P | 59.48 | 6 | 40
SIGA-278 EDWARDS | MANUAL PULL STATION-DOUBLE ACTION, 1-STAGE | ESIGA-278 | 52.5 | 0 | 400
SIGA2-HCOS EDWARDS | INTELLIGENT SECOND GENERATION COMBINATION FIXED TEMPERATURE/ RATE-OF-RISE HEAT DETECTOR | ESIGA2-HCOS | 63.35 | 0 | 0
SIGA2-HFS EDWARDS | (DISC. USE SIGA-HFD)INTELLIGENT FIXED TEMP HEAT DETECTOR | ESIGA2-HFS | 31.93 | 0 | 0
SIGA2-HRS EDWARDS | (DISC. USE SIGA-HRD)INTELLIGENT FIXED AND RATE OF RISE HEAT DETECTOR | ESIGA2-HRS | 32.96 | 0 | 0
SIGA2-PCOS EDWARDS | (DISC. USE SIGA-PCD)CARBON&SMOKE DETECTOR W/ CO DETECTOR/SENSOR | ESIGA2-PCOS | 73.13 | 0 | 0
SIGA2-PHS EDWARDS | (DISC. USE SIGA-PHD)INTELLIGENT SECOND GENERATION 3D MUTLISENSOR DETECTOR- PHOTOELECTRIC, HEAT | ESIGA2-PHS | 53.66 | 0 | 0
SIGA2-PS EDWARDS | (DISCONTINUED USE SIGA-PD)INTELLIGENT SECOND GENERATION PHOTOELECTIC SMOKE DETECTOR | ESIGA2PS | 77.25 | 0 | 0
SIGA-AA30 EDWARDS | Intelligent Audio Amplifier - 30 Watt. Two riser inputs, 1/25 Vrms. Output selectable 25/70 Vrms. Communicates with panel via Signature or GSA Data Circuit. Mounts in 2-WB3(R), 2-WB7(R) or RACCR. | ESIGAAA30 | 262.65 | 1 | 0
SIGA-AA50 EDWARDS | Intelligent Audio Amplifier - 50 Watt. Two riser inputs, 1Vrms or 25 Vrms. Output selectable 25/70 Vrms. Communicates with panel via Signature or GSA Data Circuit. Mounts in 2-WB3(R), 2-WB7(R) or RACCR. | ESIGAAA50 | 301.38 | 4 | 0
SIGA-AB4G EDWARDS | ROUND WHITE SURFACE MOUNT BACK BOX | ESIGAAB4G | 35.64 | 645 | 0
SIGA-AB4G-LF EDWARDS | Audible Sounder Base, low frequency (520Hz), Mounts to 4” square (2-1/8 inch deep) North American electrical box. Compatible with Siga1, Siga2 and GSA series detectors. | ESIGAAB4GLF | 61.7 | 0 | 100
SIGA-APS EDWARDS | INTELLIGENT AUXILIARY POWER SUPPLY - 6.4 AMP. MOUNTS IN 2-WB7(R) OR RACCR BOXES. PROVIDES TWO 3.2 AM | ESIGAAPS | 535.81 | 15 | 0
SIGA-CC1 EDWARDS | SINGLE INPUT SIGNAL MODULE | ESIGACC1 | 49 | 51 | 0
SIGA-CC1S EDWARDS | SYNC MODULE | ESIGACC1S | 65.82 | 55 | 0
SIGA-CC2 EDWARDS | Dual Input (Riser) Module. Use for switching (selecting) either of two signal or audio input circuits to one signal output circuit. | ESIGACC2 | 56.54 | 128 | 0
SIGA-COD EDWARDS | INTELLIGENT CO DETECTOR | ESIGACOD | 57.75 | 70 | 0
SIGA-CR EDWARDS | CONTROL RELAY MODULE. SELECT FOR EITHER N.O. OR N.C. OPERATION. RATED AT 2AMPS(24Vdc) | ESIGA-CR | 46.07 | 391 | 150
SIGA-CRH EDWARDS | HIGH POWER CONTROL RELAY | ESIGACRH | 60.1025 | 11 | 0
SIGA-CRR EDWARDS | PLOARITY REVERSAL RELAY MODULE | ESIGACRR | 46.56 | 101 | 0
SIGA-CT1 EDWARDS | SINGLE INPUT MODULE | ESIGA-CT1 | 33.37 | 43 | 300
SIGA-CT1HT EDWARDS | MODULE SINGLE INPUT MODULE ENTREE SIMPLE | ESIGACT1HT | 33.7337 | 15 | 0
SIGA-CT2 EDWARDS | DUAL INPUT MODULE | ESIGA-CT2 | 55.9 | 236 | 0
SIGA-DH EDWARDS | STEEL DUCT DETECTOR HOUSING | ESIGADH | 56.96 | 8 | 0
SIGA-DTS EDWARDS | Duct Smoke Detector Test Station. 2-gang plastic plate c/w key switch, 2 keys. Use with Duct Detector Only | ESIGADTS | 46.56 | 102 | 0
SIGA-HCD EDWARDS | Multisensor Heat, and CO Detector. | ESIGAHCD | 64.251 | 50 | 0
SIGA-HDT EDWARDS | HANDHELD DIAGNOSTIC TOOL | ESIGAHDT | 362.56 | 0 | 0
SIGA-HFD EDWARDS | Intelligent Fixed Temperature Heat Detector - 135F | ESIGAHFD | 32.96 | 193 | 500
SIGA-HFS EDWARDS | INTELLIGENT FIXED TEMPERATURE HEAT DETECTOR, 135F..(DISCONTINUED: REPLACED BY SIGA-HFD) | ESIGA-HFS | 37.8 | 59 | 0
SIGA-HRD EDWARDS | Intelligent fixed temperature/Rate-of-rise heat detector (REPLACES SIGA-HRS & SIGA-HFS) | ESIGAHRD | 32.96 | 1 | 200
SIGA-HRS EDWARDS | INTELLIGENT FIXED TEMPERATURE/RATE OF RISE HEAT DETECTOR-135F, 15F PER MINUTE..(DISCONTINUED: REPLACED BY SIGA-HRD) | ESIGA-HRS | 37.8 | 0 | 0
SIGA-IB EDWARDS | Detector Base with Isolator | ESIGAIB | 26.88 | 77 | 0
SIGA-IM EDWARDS | EST ISOLATOR MODULE | ESIGA-IM | 40.07 | 12 | 30
SIGA-IO EDWARDS | INPUT/OUTPUT MODULE | ESIGA-IO | 65.82 | 57 | 0
SIGA-IPHS EDWARDS | DISCONTINUED AND REPLACED BY SIGA-PHS OR SIGA-PHD | ESIGA-IPHS | 61.7 | 0 | 0
SIGA-LED EDWARDS | FIRE ALARM INDICATOR REMOTE LED SIGNALING DEVICE | ESIGA-LED | 11.02 | 600 | 0
SIGA-MAB EDWARDS | Module Input-Output Class A/B | ESIGAMAB | 63.365 | 40 | 30
SIGA-MB4 EDWARDS | Module Mounting Bracket - for 4 inch Square Electric Box. Mounting kit allows installing 2 single gang Signature modules into a single 4..inch sq. box. | ESIGAMB4 | 11.02 | 233 | 0
SIGA-MCC1 EDWARDS | SINGLE INPUT MODULE | ESIGA-MCC1 | 46.04 | 0 | 100
SIGA-MCC1S EDWARDS | SINGLE INPUT MODULE W/ SYNCHRONIZATION OUTPUT | ESIGAMCC1S | 65.82 | 100 | 0
SIGA-MCC2 EDWARDS | DUAL INPUT SIGNAL MODULE | ESIGAMCC2 | 60.77 | 61 | 0
SIGA-MCR EDWARDS | EST CONTROL RELAY(DRY) MODULE | ESIGA-MCR | 42.23 | 63 | 0
SIGA-MCRR EDWARDS | Polarity Reversal Relay Module - UIO Mount. | ESIGAMCRR | 44.91 | 92 | 0
SIGA-MCT2 EDWARDS | DUAL INPUT MODULE- UI/O MT | ESIGAMCT2 | 54.48 | 5 | 20
SIGA-MD EDWARDS | Signature PIR Motion Detector | ESIGAMD | 78.8 | 9 | 0
SIGA-MDM EDWARDS | DIGITAL MESSAGE MODULE | ESIGA-MDM | 383.26 | 18 | 0
SIGA-MFT EDWARDS | SIGNATURE MAP FAULT FINDER TOOL | ESIGA-MFT | 212.59 | 5 | 0
SIGA-MM1 EDWARDS | MONITOR MODULE | ESIGA-MM1 | 33.5 | 23 | 0
SIGA-MP1 EDWARDS | Signature Module Mounting Plate, 1-footprint. Space for up to four 2-gang Signature modules or eight 1-gang Signature modules. | ESIGAMP1 | 15.45 | 84 | 0
SIGA-MP2 EDWARDS | Signature Module Mounting Plate, 1/2-footprint. Space for up to two 2-gang Signature modules or four 1-gang Signature modules | ESIGAMP2 | 12.05 | 71 | 0
SIGA-MRM1 EDWARDS | Riser Monitor Module - UIO Mount. Use for monitoring power, audio, or telephone riser | ESIGAMRM1 | 65.82 | 27 | 0
SIGA-OSD EST | Optical Signature detector | ESIGAOSD | 47.18 | 83 | 0
SIGA-PCD EDWARDS | Multisensor Smoke and CO Detector. Old version SIGA2 PCOS | ESIGAPCD | 73.13 | 0 | 0
SIGA-PD EDWARDS | INTELLIGENT OPTICAL SMOKE DETECTOR..(REPLACES DISCONTINUED SIGA-PS) | ESIGAPD | 39.9 | 785 | 0
SIGA-PHCD EDWARDS | MULTISENSOR SMOKE, HEAT AND CO DETECTOR | ESIGAPHCD | 78.8 | 164 | 0
SIGA-PHD EDWARDS | Intelligent Multisensor Smoke and Heat Detector...(REPLACES SIGA-PHS) | ESIGAPHD | 53 | 130 | 50
SIGA-PHS EDWARDS | INTELLIGENT 3D MULTISENSOR DETECTOR-PHOTOELECTRIC, HEAT..(DISCONTIUED:REPLACED BY SIGA-PHD) | ESIGA-PHS | 61.39 | 0 | 0
SIGA-PRO EDWARDS | (DISCONTINUED being done by PC with the 3-SDU software) SIGNATURE DEVICE PROGRAMMING/SERVICE TOOL. ALLOWS PROGRAMMING OF SIGNATURE DEVICES WITHOUT USING PC. | ESIGAPRO | 618 | 0 | 0
SIGA-PS EDWARDS | INTELLIGENT PHOTOELECTRIC SMOKE DETECTOR..(DISCONTINUED:REPLACED BY SIGA PD) | ESIGA-PS | 48.62 | 0 | 0
SIGA-RB EDWARDS | Detector Base with Form 'C' Relay | ESIGARB | 22.76 | 63 | 0
SIGA-RB4 EDWARDS | DETECTOR BASE WITH FORM 'C' RELAY 4" | ESIGARB4 | 22.76 | 218 | 0
SIGA-REL EDWARDS | Agent Releasing Module - Intelligent, 2-circuit | ESIGAREL | 218.98 | 37 | 0
SIGA-RM1 EDWARDS | Riser Monitor Module. Use for monitoring power, audio, or telephone riser | ESIGARM1 | 65.3 | 13 | 0
SIGA-RTA EDWARDS | Detector Removal Kit | ESIGARTA | 13.72 | 43 | 0
SIGA-SB EDWARDS | DETECTOR BASE-STANDARD | ESIGA-SB | 6.5 | 1075 | 0
SIGA-SDPCB EDWARDS | SUPERDUCT, REPLACEMENT PCB/SIGNATURE SENSOR KIT | ESIGASDPCB | 51.71 | 22 | 15
SIGA-ST EDWARDS | SERVICE TOOL KIT | ESIGA-ST | 25.54 | 48 | 0
SIGA-TCDR EDWARDS | Temporal Coder for SIGA-AB4GT Sounder Bases | ESIGATCDR | 57.68 | 0 | 0
SIGA-TS EDWARDS | TRIM SKIRT/RING- FOR OCTAGON ELECTRIC BOX | ESIGATS | 1.75 | 351 | 0
SIGA-TS4 EDWARDS | TRIM SKIRT/RING FOR 4" OCTAGON ELECTRIC BOX | ESIGATS4 | 1.75 | 210 | 0
SIGA-UIO2R EDWARDS | INPUT OUTPUT MOTHERBOARD MODULE-2 POSITIONS W/ RISER SELECTION | ESIGAUIO2R | 49.34 | 80 | 0
SIGA-UIO6 EDWARDS | Universal Input/Output Module Motherboard - 6 Position. Use for M series modules. | ESIGAUIO6 | 52.63 | 9 | 0
SIGA-UIO6R EDWARDS | INPUT OUTPUT MOTHERBOARD MODULE-6 POSITIONS W/ RISER SELECTION | ESIGAUIO6R | 62.42 | 122 | 0
SIGA-UM EDWARDS | UNIVERSAL CLASS A/B MODULE | ESIGA-UM | 61.8 | 0 | 40
SIGA-WTM EDWARDS | COMBINATION WATERFLOW/TAMPER MODULE. TWO CIRCUIT INPUT MODULE FOR USE WITH NORMALLY OPEN CONTACT DEVICES | ESIGA-WTM | 56 | 22 | 123
SLIC EDWARDS | (DISCONTINUED WITH NO REPLACEMENT)Signature Loop Controller w/2 NACs, supports up to 250 devices, requires 1 option space | ESLIC | 463.71 | 0 | 0
SMK EDWARDS | Smoke Power Module. 1 required per system when using Siga-UM's, GSA-UM's or MAB's for connecting to 2 wire conventional detectors | ESMK | 27.07 | 17 | 0
SRA1 EDWARDS | (DISCONTINUED)REMOTE ANNUNCIATOR FOR QS1 | ESRA1 | 288.5 | 0 | 0
SRA4 EDWARDS | (DISCONTINUED)REMOTE ANNUNCIATOR FOR QS4 | ESRA-4 | 288.5 | 0 | 0
STI-1130 STI | Stopper II with Horn (9V battery) - for Surface Stations, includes STI-3100 | ESTI1130 | 72.85 | 49 | 0
STI-1200 STI | Stopper II without Horn - for Flush Stations | ESTI1200 | 43.6 | 30 | 0
STI-1230 STI | Stopper II without Horn - for Surface Stations, includes STI-3100 | ESTI1230 | 47 | 37 | 0
STI-1250 STI | Stopper II without Horn, Weatherproof - for Flush Stations | ESTI1250 | 53.75 | 43 | 0
STI-3150 STI | WEATHER STOPPER WITHOUT HORN CLEAR SPACER | ESTI3150 | 61 | 67 | 0
V-HFD EDWARDS | Intelligent analog Fixed Temperature Heat Detector - 135F | EVHFD | 30.9 | 40 | 0
VM-SLCXB EDWARDS | Signaling Line Expansion Card – The VM-SLCXB provides up to two Class A or Class B data circuits for V-Series detectors and GSA modules. The VM-SLCXB includes one preinstalled VM-SLC signaling line circuit card. A second VM-SLC card (ordered separately... | EVMSLCXB | 635.7923 | 5 | 0
VS1-RD VIGILANT | FACP, 1 Loop, 64 intelligent devices max, 2 Class B NAC's, 4.25A power supply, Red door, 115VAC, capacity for up (2) 10a/h batteries, includes Dual line Dialer/modem, English | EVS1RD | 494 | 10 | 0
VS4-GD KIDDE | Four loop system with one 250-point loop installed. 110v, gray door, with dialer. | EVS4GD | 684.95 | 6 | 0
WG4GSKT EDWARDS | Replacement mounting gasket for use with Genesis outdoor speakers. | EWG4GSKT | 4.74 | 641 | 0
WG4RF-H EDWARDS | EDWARDS OUTDOOR WALL/..CEILING HORN ONLY | EWG4RFH | 79.93 | 43 | 0
WG4RF-HVMC EDWARDS | Outdoor Rated Wall/Ceiling Horn/strobe, RED w/FIRE marking, Standard Output Strobe, Clear Lens | EWG4RFHVMC | 80.96 | 54 | 0
WG4RF-HVMHC EDWARDS | Outdoor Rated Wall/Ceiling Horn/strobe, RED w/FIRE marking, High Output Strobe, Clear Lens. | EWG4RFHVMHC | 86.31 | 42 | 0
WG4RF-SVMC EDWARDS | Outdoor rated speaker, RED w/FIRE marking. Selectable standard output 15/29/70/87 cd. | EWG4RFSVMC | 93.687 | 1 | 20
WG4RTS EDWARDS | EDWARDS SURFACE SKIRT FOR....GENESIS RED | EWG4RTS | 12.26 | 56 | 0
WG4WF-H EDWARDS | Outdoor Rated Wall/Ceiling Horn only, WHITE w/FIRE marking. Note: Model 449 electrical box required for waterproof applications. | EWG4WFH | 65.308 | 0 | 80
WG4WF-HVMC EDWARDS | Outdoor Rated Wall/Ceiling Horn/Strobe, WHITE w/FIRE marking, Standard Output Strobe, Clear Lens. | EWG4WFHVMC | 85.08 | 34 | 0
WG4WF-SVMC EDWARDS | Outdoor Rated Strobe, WHITE w/FIRE marking, selectable standard output 15/29/70/87 cd. | EWG4WFSVMC | 93.1392 | 48 | 0
WG4WN-S EDWARDS | Outdoor rated speaker, WHITE. | EWG4WNS | 72.92 | 34 | 0
WPBB-R SIMPLEX | WP AV BACKBOX RED | EWPBBR | 21 | 0 | 0
XAL250 EDWARDS | Expansion Loop for iO500 systems, 125 detectors/125 modules, mounts on main board | EXAL250 | 486.16 | 0 | 0
F220-P BOSCH | PHOTOELECTRIC DETECTOR | F220-P | 32 | 35 | 0
4098-9601 SIMPLEX | SSD-PHOTO DETECTOR | F2-L4PQ-UQFZ | 40.34 | 0 | 450
BG-12 FIRELITE | Dual-action pull station with SPST N/O switch, screw..terminal connections, hex lock. | FBG12 | 25.214 | 1 | 30
BG-12LX FIRE LITE | Addressable Manual Pull Station, Dual-Action, , Key Lock | FBG12LX | 67 | 1 | 0
FCPS-24S8RB NOTIFIER | Replacement board for FCPS-24S8 | FCPS-24S8RB | 310 | 4 | 4
CRF-300 FIRE LITE | Addressable Relay Module -Built-In Two Form-C Relays | FCRF300 | 49.9 | 0 | 0
D355PL FIRE-LITE | INTELLIGENT NON-RELAY Duct Smoke Detector | FD355PL | 125 | 0 | 0
ES-200X FIRE LITE | F.L-198-PT INTELLIGENT..ADDRESSABLE FACP | FES200X | 959 | 2 | 0
FCPS-24FS6 FIRE LITE | Remote Power Supply/Signal Circuit Expander, 6 Amps, 2 Class A & 2 Class B or 4 Class B NACs, Integral Battery Charger capable of 18 AH, Supports System Sensor, Wheelock, & Gentex (Up to Commander 2 Only) Sync Protocol | FFCPS24FS6 | 345 | 1 | 0
FIRE LITE TRI VOLTAGE FM996 | FIRE LITE TRI VOLTAGE FM996 | FFM996 | 15 | 0 | 0
H355 FIRE LITE | Addressable Heat Detector; includes B210LP base | FH355 | 42 | 15 | 0
G1R-HDVM EDWARDS | MULTI-CANDELA HORN STROBE(RED) | FH-3BPW-15TD | 31.52 | 59 | 0
IDP-MINIMON FARENHYT | IDP-Minimon Monitor Module | FIDPMINIMON | 55.025 | 0 | 132
CMF-300 FIRE LITE | Addressable Control Module -- One Supervised, Style Y/Z (Class A/B) Notification Appliance (Bell) Circuit. | FLCMF300 | 53.9 | 11 | 0
SD355 FIRE LITE | (DISCONTINUED REPLACED BY SD365)Addressable Low-Profile Photoelectric Smoke Detector; includes B210LP base | FLSD355 | 47.5 | 0 | 0
MDF-300 FIRE LITE | Same as MMF-300, w/one additional Style B/D (Class A/B) Initiating Device Circuit | FMDF300 | 89.03 | 0 | 0
MMF-300 FIRE LITE | Addressable Monitor Module, One Style B/D (Class A/B) Initiating Device Circuit for Monitoring N/O Contact Devices, includes Polling LED | FMMF300 | 40 | 0 | 0
MMF-301 FIRELITE | The MMF-301 Mini Monitor Module is a miniature version of MMF-300. (Excludes LED and Style D option.) The MMF-301 provide two-wire, Styles A and B initiating circuits for normally open contact fire alarm and supervisory devices... | FMMF301 | 35 | 1 | 0
SD365 FIRELITE | FIRELITE - PHOTOELECTRIC..SMOKE DETECTOR....REPLACED THE SD355 | FSD365 | 49.3 | 0 | 0
129433-L3 FCI GAMEWELL | HYDROGEN SULFIDE H2S EXPLOSION PROOF SENSOR | G129433L3 | 830.1685 | 0 | 3
G1F-VM EDWARDS | (DISC. USE G1-VM) MULTI-CD STROBE-24V, WHITE W/ FIRE | G1F-VM | 24 | 0 | 30
G1-HDVM EDWARDS | MULTI-CD TEMPERAL HORN-STROBE WHITE, WALL MT | G1HDVM | 31.52 | 30 | 0
G1RF-VM EDWARDS | MULTI-CD STROBE-24V, RED W/ FIRE MARKINGS | G1RF-VM | 24 | 41 | 50
AMM-2F FCI GAMEWELL | Single Style B, Class B initiating device circuit (IDC) with a 47KW end-of-line resistor | GAMM2F | 52.19 | 18 | 150
AMM-2IF GAMEWELL | Addressable Dual Monitor Module | GAMM2IF | 60.5 | 25 | 0
AMM-4F FCI GAMEWELL | Velociti Series Addressable Monitor Module | GAMM4F | 56.5 | 40 | 0
AMM-4SF FCI GAMEWELL | ADDRESSABLE SUB-LOOP MODUEL, CLASS A | GAMM4SF | 84 | 45 | 0
AOM-2RF FCI GAMEWELL | Fire Alarm Relay Module | GAOM2RF | 53.25 | 4 | 200
AOM-2SF FCI GAMEWELL | ADDRESSABLE OUTPUT SIGNAL MODULE | GAOM2SF | 77.72 | 24 | 0
ASD-PL2F FCI GAMEWELL | addressable photoelectric smoke detector | GASDPL2F | 73.9 | 4 | 0
ASD-PL2FR GAMEWELL | ANALOG, ADDRESSABLE PHOTOELECTRONIC SMOKE SENSOR | GASDPL2FR | 76 | 0 | 0
ASD-PTL2F FCI GAMEWELL | ADDRESSABLE PHOTO THERMAL DETECTOR | GASDPTL2F | 76.1046 | 44 | 0
ATD-HL2F FCI GAMEWELL | thermal sensor 190, ivory color | GATDHL2F | 53.5535 | 12 | 0
ATD-L2F FCI GAMEWELL | fixed temperature sensor that uses a thermistor sensing circuit to product a 135°F fixed temperature alarm | GATDL2F | 48.564 | 0 | 0
ATD-L3R FCI GAMEWELL |  | GATDL3R | 44.1 | 23 | 0
ATD-RL2F FCI GAMEWELL | (DISC.)ADRESSABLE THERMAL SENSOR | GATD-RL2F | 54 | 2 | 0
GCHFWF-S2VMCH EDWARDS | Genesis High Fidelity Ceiling Speaker-strobe, white, fire marking, 25V, visual multi-candela, clear lens, High CD | GCHFWFS2VMCH | 57.37 | 193 | 0
DACT-E3 FCI GAMEWELL | Dialer Card for E-3/S-3 Fire Alarm Panel | GDACTE3 | 233.828 | 7 | 3
E3BB-RA2 FCI GAMEWELL | A2 Size, Remote enclosure, red door, w/inner door, LCD slot (LCD-E3, LCD-SLP) | GE3BBRA2 | 234.5057 | 0 | 0
GEC3-24WR GENTEX |  | GEC3-24WR | 0 | 1 | 0
GESA24PWR GENTEX |  | GESA24PWR | 0 | 0 | 0
GF510 FCI GAMEWELL | FLEX 510 CONVENTIONAL FACP, 10 ZONES, 120 VAC, W/FLPS-7 POWER SUPPLY, RED | GF510 | 915.9 | 0 | 0
GFC-ADA-ADB-KIT | Global Fire ADA(AMBER) door bell kit, includes 24VDC power supply, door bell plate, and 1 individual amber horn/strobe with white plates. | GFCADAADBT | 0 | 6 | 0
GEC3-24WR GENTEX | 24V, SELECT CANDELA, L-PRO HORN/STROBE | GGEC324WR | 48.13 | 0 | 0
GES3-24WR GENTEX | STROBE, WALL, RED Selectable CD, 24VDC | GGES24WR | 0 | 0 | 0
GFPS-6RB FCI GAMEWELL | Replacement board; GFPS-6, Fireforce 6, and snca- | GGFPS6RB | 336 | 5 | 0
GFPS-9 FCI GAMEWELL | The GFPS-9 is a notification appliance circuit and auxiliary power expander that provides up..to 9 amps of filtered, 24 volt power for powering notification appliances and auxiliary..devices. | GGFPS9 | 432 | 0 | 20
ILI-MB-E3 FCI GAMEWELL | Intelligent Loop Interface-Main Board..E3 SERIES | GILIMBE3 | 515 | 2 | 0
ILI-S-E3 FCI GAMEWELL | Intelligent Loop Interface-Main Board | GILISE3 | 590.92 | 7 | 3
1100-0399 FCI GAMEWELL | LCD-7100 REMOTE SERIAL ANNUNCIATOR, LCD DISPLAY | GLCD7100 | 427.57 | 0 | 0
LCD-E3 FCI GAMEWELL | KEYPAD ANNUNCIATOR DISPLAY | GLCDE3 | 555 | 6 | 0
LCD-SLP FCI GAMEWELL | SMART LOOP PANEL TOUCHSCREEN ANNUNCITOR DISPLAY | GLCDSLP | 522.2789 | 9 | 0
MBB-6 FCI GAMEWELL | Back box, 6 unit (requires MCH-6) | GMBB6 | 163.84 | 6 | 2
MCH-6 FCI GAMEWELL | CHASSI | GMCH6 | 40.108 | 2 | 0
MMI-10F FCI GAMEWELL | Multi-module input, 10 monitor input module | gmmi10f | 328.86 | 0 | 0
MMI-6SF FCI GAMEWELL | Multi-module input, 6 zone sub-loop module | GMMI6SF | 321.205 | 2 | 0
MMO-6RF FCI GAMEWELL | Multi-module output, 6 relay output module | GMMO6RF | 328.3566 | 4 | 2
MMO-6SF FCI GAMEWELL | MULTI-MODULE OUTPUT, 6 SIGNAL OUTPUT MODULE | GMMO6SF | 301.75 | 4 | 0
MS-7 FCI GAMEWELL | Fire Alarm Dual Action Manual Pull Station | GMS7 | 29.9 | 2 | 0
MS-7AF FCI GAMEWELL | ADDRESSABLE DOUBLE ACTION STATION | GMS7AF | 83.384 | 2 | 0
MS-7ASF FCI GAMEWELL | Manual Fire Alarm Pull station | GMS7ASF | 88.74 | 31 | 0
MS-7S FCI GAMEWELL | Manual Fire Alarm Pull Stations SINGLE ACTION | GMS7S | 24 | 53 | 56
MS95-SL FCI GAMEWELL | SINGLE ACTION PULL STATION, XP95 (APOLLO) PROTOCOL | GMS95SL | 88.11 | 14 | 0
OSI-RI-GW GAMEWELL | The OSI-RI-GW intelligent addressable reflector-type linear optical beam smoke..detector is uniquely suited for protecting large open areas with high ceilings, where..spot-type smoke detectors are difficult to install and maintain..The OSI-RI-GW..detec... | GOSIRIGW | 865.206 | 4 | 0
PM-9 FCI GAMEWELL | 9AMP POWER SUPPLY | GPM9 | 425 | 0 | 0
RCE-95 FCI GAMEWELL | Relay Control Element | GRCE95 | 68.373 | 0 | 0
SCE-95 GAMEWELL | Signal Control Element | GSCE95 | 80 | 0 | 0
SLC-PM l SLC-PMFCI GAMEWELL | SLP ADD-ON SLC MODULE, SYSTEM SENSOR. 1 LOOP-318 DEVICES. REQUIRED FOR SLP PANEL ORDER | GSLCPM | 360.5 | 3 | 0
SLP-RED FCI GAMEWELL | SMART LOOP PANEL ADDRESSABLE FACP, RED ENCLOSURE WITH 7A POWER SUPPLY, LCD-SLP DISPLAY. REQUIRES SL | GSLPRED | 1101.56 | 0 | 1
XP95A FCI GAMEWELL | DUCT SMOKE DETECTOR 55000-650 apo | GXP95A | 36.25 | 0 | 0
XP95-B4 FCI GAMEWELL | 4” mounting base with X-Pert programming card | GXP95B4 | 8.25 | 43 | 0
XP95-B6EZ FCI GAMEWELL | 6" Mounting base with X-Pert programming card | GXP95B6EZ | 10.34 | 3 | 0
XP-95P FCI GAMEWELL | XP95 PHOTOELECTRIC SMOKE DETECTOR | GXP95P | 43.168 | 2 | 0
XP95-T FCI GAMEWELL | MODEL: 55000-450APO | GXP95T | 56.85 | 242 | 200
4098-9714 SIMPLEX | SSD PHOTO SENSOR | H5-QW3P-AHE9 | 29.9 | 2841 | 14903
DCP-AMS-KL HOCHIKI | ADDRESSABLE MANUAL PULL STATION KEY LOCK ACCESS | HDCPAMSKL | 51 | 0 | 0
DCP-FRCME-P HOCHIKI | Fast Response contact module with pigtal | HDCPFRCMEP | 36.917 | 18 | 0
DT8050 HONEYWELL | DUAL TEC Motion Detector | HDT8050 | 57.5 | 10 | 0
HSB-NSA-6 HOCHIKI | 6" ANALOG SENSOR BASE | HHSBNSA6 | 0 | 88 | 0
SCR-SE-900N HID | Reader, HID iCLASS R10 SE, MiniMullion, Black (900NTNNEK00000) | HSCRSE900N | 0 | 0 | 0
TCH-B100-NS HOCHIKI | Handle Address Programer tool | HTCHB100 | 200 | 0 | 0
HTRI-D 500-033360 SIEMENS | DUAL INPUT MODULE, W/ SUPERVISION | HTRI-D | 65 | 5 | 0
4090-9051 SIMPLEX | INDET E-SERIES SUPERVISED IAM | IM-HQ6P-GNH8 | 37.95 | 90 | 600
4090-9007 SIMPLEX | 4008 ADDRESSABLE SIGNAL ZAM | IT-0H2J-JW18 | 66.67 | 34 | 25
AB4G-SB KIDDE | SURFACE BOX - FOR SOUNDER BASE USE WITH -AB4G MODELS ONLY | KAB4GSB | 7.93 | 50 | 100
FX-270 KIDDE | Pull Station, Single-Action, Metal, Rotary Dials. | KFX270 | 55.9 | 18 | 0
FX-278 KIDDE | Pull Station, Double-Action, Lexan, Rotary Dials. | KFX278 | 58 | 50 | 0
FX-2WIRE KIDDE | Analog Class A-B Two-Wire Module. | KFX2WIRE | 76.2555 | 18 | 0
FX-IDC1A KIDDE | Analog Class A Single Input Module. | KFXIDC1A | 39.875 | 20 | 0
FX-IDC2B KIDDE | Analog Dual Input Module. | KFXIDC2B | 67.9905 | 20 | 0
FX-IDCWS KIDDE | Analog Dual Input Waterflow-Supervisory Module. | KFXIDCWS | 67.86 | 20 | 0
FX-ISO KIDDE | Analog SC Fault Isolator Module. | KFXISO | 47.705 | 1 | 0
FX-NAC KIDDE | Analog AC Module. | KFXNAC | 78.5465 | 16 | 0
FX-PDD KIDDE | Intelligent Addressable Optical Duct Detector | KFXPDD | 75.9668 | 16 | 0
FX-RLY KIDDE | Analog Contact Relay Module. | KFXRLY | 54.955 | 10 | 0
KI-ABDT KIDDE | AUDIBLE SOUNDER BASE FOR CO AND FIRE DETECTORS | KKIABDT | 37.08 | 0 | 0
KI-ABLT KIDDE | LOW FREQUENCY AUDIBLE SOUNDER BASE FOR CO AND FIRE DETECTORS | KKIABLT | 68.45 | 0 | 0
KI-ABST KIDDE | AUDIBLE SOUNDER BASE FOR FIRE DETECTORS | KKIABST | 38.63 | 100 | 0
KI-HFD KIDDE | Intelligent analog Fixed Temperature Heat Detector - 135F | KKIHFD | 31.42 | 16 | 0
KI-HRD KIDDE | Intelligent analog Fixed Temperature / Rate-of-Rise Heat Detector - 135F, 15F per minute | KKIHRD | 31.42 | 49 | 0
KI-IB KIDDE | Detector Base with Isolator | KKIIB | 26.78 | 49 | 0
KI-PCD KIDDE | Multisensor Smoke and CO Detector. | KKIPCD | 75.4 | 165 | 0
KI-PD KIDDE | Intelligent analog Photoelectric Smoke Detector....REPLACED KIDDE V-PS | KKIPD | 41.1 | 38 | 0
KI-PHD KIDDE | Intelligent analog photoelectric and thermal Multisensor Detector | KKIPHD | 52.53 | 49 | 0
KI-RB KIDDE | Detector Base with Form 'C' Relay | KKIRB | 22.66 | 58 | 0
KIR-PD KIDDE | Intelligent Optical Smoke Detector | KKIRDPD | 25.45 | 43 | 35
KIR-HD KIDDE | Intelligent fixed temperature/Rate-of-rise heat detector | KKIRHD | 21.49 | 0 | 1
KIR-PHD KIDDE | Intelligent Multisensor Smoke and Heat Detector | KKIRPHD | 32.24 | 0 | 0
KI-SB KIDDE | STANDER BASE | KKISB | 5.81 | 1 | 0
KI-SB4 KIDDE | Detector Base - Standard, for 4 inch sq. box, includes -TS4 skirt | KKISB4 | 7.73 | 33 | 0
VS1-G VIGILANT | FACP, 1 Loop, 64 intelligent devices max, 2 Class B NAC's, 4.25A power supply, Gray door, 115VAC, capacity for up (2) 10a/h batteries, English | KVS1G | 450 | 8 | 0
VS1-GD VIGILANT | FACP, 1 Loop, 64 intelligent devices max, 2 Class B NAC's, 4.25A power supply, Gray door, 115VAC, capacity for up (2) 10a/h batteries, includes Dual line Dialer/modem, English | KVS1GD | 494 | 11 | 0
VS1-RE KIDDE | Replacement electronics assembly, one loop, VS series, English. | KVS1RE | 413.03 | 2 | 0
LNL-1100 LENEL | SECURITY ALARM INPUT CONTROL MODULE BOARD, SERIES 1 | L1100 | 135 | 8 | 0
LNL-1200-S3 LENEL | OUTPUT CONTROL MODULE | L1200 | 620 | 0 | 0
LNL-1300-S3 LENEL | SINGLE READER INTERFACE MODULE | L1300S3 | 269.9 | 3 | 0
LNL-1320-S3 LENEL | DUAL READER INTERFACE MODULE | L1320S3 | 545.29 | 0 | 6
LNL-X3300 LENEL | Intelligent System Controller | L3300 | 1614.45 | 4 | 0
2099-9754 SIMPLEX | PULL STATION S/A, IN/O0 | L6-QMYZ-MHTW | 34 | 37 | 40
LNL-1100-S3 LENEL | SECURITY ALARM INPUT CONTROL MODULE BOARD, SERIES 3 | LLNL1100S3 | 575 | 0 | 5
LNL-1300E LENEL | IP-Based Single Door Interface - support 2 readers W/M/OSDP. Can be used as an alarm panel, without readers; 4 inputs and 2 Relay Outputs. PoE or 12 VDC Power Input. Communicates via IP to Controller (LNL-2210, LNL2220, LNL-3300). Requires OnGuard... | LLNL1300E | 623.5 | 0 | 0
LNL-2220 LENEL | Intelligent Dual Reader Controller – 12 or 24 VDC @ 700mA, size (6" (152mm) W x 8" (203mm) L x 1" (25mm)H), (5 year lithium battery or 3 months full run) 6 MB standard cardholder flash memory, 50,000 of Event memory, maximum of 32 devices, On-board Eth... | LLNL2220 | 1425 | 3 | 0
LNL-AL600ULX-4CB6 LENEL | Lenel UL Listed Power Supply – 12VDC 6A output, 115VAC (1.6 amps) input, continuous..supply current with enclosure (24” x 18” x 4.5”), lock, tamper switch, power distribution module,..UPS capable (Battery Optional) UL & CUL Approved (can house six stan... | LLNLAL600ULX4CB6 | 565 | 2 | 0
LNL-X2220 LENEL | Intelligent Dual Reader Controller – 12 or 24 VDC @ 700mA, size (6" (152mm) W x 8" (203mm) L x 1" (25mm)H), (5 year lithium battery or 3 months full run) 6 MB standard cardholder flash memory, 50,000 of Event memory, maximum of 32 devices, On-board Eth... | LLNLX2220 | 1425 | 2 | 0
LNL-AL400ULX LENEL | Lenel UL Listed 4A, 110VAC Power Supply – 12VDC 4A output, 115VAC input, continuous supply current with enclosure (15.5” x 12.5” x 4.5”), lock, tamper switch, UPS capable (Battery Optional) UL & CUL Approved | LNLAL400ULX | 380 | 5 | 0
FPP-RNAC-8A-4C BOSCH | REMOTE NOTIFICATION APPLIANCE CIRCUIT POWER SUPPLY | LV-5VPR-FYW1 | 334 | 10 | 0
ALCN-792D MIRCOM | Daughter board for ALC-792MISO Quad Loop Controller Module..Connects to ALCN-792MISO to provide two additional intelligent loops | MALCN792D | 605.92 | 0 | 0
B210LP MIRCOM | 200 Series Low Profile Intelligent Base c/w Flange | MB210LP | 8.96 | 0 | 20
B501 MIRCOM | Intelligent Base 200 or 500 Series "no flange" | MB501 | 7.28 | 0 | 0
BB-700 MIRCOM | Series 700 Surface Mount Backbox Red | MBB700 | 9 | 0 | 0
BB-700WP MIRCOM | Series 700 Weather Proof Surface Mount Backbox Red | MBB700WP | 29.68 | 0 | 0
MBK-3 SIEMENS |  | MBK-3 | 0 | 0 | 0
BPS-802 MIRCOM | Nac Power Extender Input 120VAC Output 12/24VDC @ 6.5AMP Class2 | MBPS802 | 530 | 4 | 0
CR-6 MIRCOM | Six Addressable Relay Control Module..Complete with 6 Form 'C' Contacts..Address Set from 01 to 94 Module Assigns Next 5 Addresses..Provision for Disabling 3 Addresses Mounts in BB-2 or BB-6 | MCR6 | 217.84 | 0 | 0
CS-MIR-0-0 MIRCOM | Clam Shell Proximity Card | MCSMIR00 | 3 | 0 | 15
DM-1008A MIRCOM | 8 Class B (Style B) or 4 Class A (Style D) Initiating Ccts. Bi-Colored Alarm/Supervisory LED..Zoned Trouble LED. Uses one Module Space | MDM1008A | 155.12 | 0 | 0
DSPL-420 MIRCOM | Main LCD Display c/w 4 line by 20 character backlit LCD display. Common Controls, Four Event Display Queues, Alarm, Supervisory, Trouble and Monitor LEDs. Mounts in a BBX-FXMNS or BB-5000 Series enclosure. | MDSPL420 | 293.44 | 0 | 0
FH-400-RR MIRCOM | Red Wall/Ceiling Mount Horn | MFH400RR | 23.52 | 0 | 0
FHS-400-RR MIRCOM | Red Wall Mount Horn/Strobe | MFHS400RR | 45.36 | 0 | 0
FNC-2000 MIRCOM | Fire Network Controller Module. Mounts in Main Control Unit. | MFNC200 | 583.52 | 0 | 0
FS-400-RR MIRCOM | Red Wall Mount Strobe | MFS400RR | 34.72 | 0 | 10
FX-2000MNS MIRCOM | FleX-Net FXMNS Network Intelligent Fire Alarm Control Chassis c/w .. 1 Analog Loop Controller (99 Sensors & 99 Modules).. 4 Class A/B (Style Z/Y) Indicating Circuits @ 1.7 Amps each.. Space for up to 9 adder modules..Supports... | MFX2000MNS | 1111.6 | 0 | 0
FX-2003-12NXTDS MIRCOM | Network Fire Alarm Control Expanded Chassis c/w .. 1 Analog Loop Controller (159 Sensors & 159 Modules) .. 1 20 Character by 4 Line Back-Lit LCD Display.. 4 Class A/B (Style Z/Y) Indicating Ccts @ 1.7 Amps Each.. Four Event Di... | MFX200312NXTDS | 1514.24 | 0 | 0
CFG-300 MIRCOM | Service Programming Tool for LED Panels and Digital Communicators | MGCF300 | 64.96 | 0 | 0
GL-007K MIRCOM | Replacement Acrylic Break Glass Rods for MS-700 Series (pkg. of 12) | MGL007K | 10.64 | 39 | 20
GSA-CC1 MIRTONE | SINGLE INPUT SIGNAL MODULE | MGSA-CC1 | 58.75 | 11 | 0
GSA-CR MIRTONE | CONTROL RELAY | MGSA-CR | 48.5 | 1 | 0
GSA-PS MIRTONE | INTELLIGENT PHOTOELECTRIC SMOKE DETECTOR....DISC AND | MGSAPS | 49.12 | 10 | 0
GSA-SB MIRTONE | DETECTOR BASE- STANDARD | MGSA-SB | 9 | 19 | 0
IM-10 MIRCOM | Ten Input Monitor Addressable Module..Supports N/O Contact Inputs Only..Configurable for Any Input Type.. | MIM10 | 229.6 | 12 | 3
INX-10A MIRCOM | Intelligent NAC Expander/Power Supply c/w 10 Amp configuration.. 120/240 operation, 14 Address functions, Five Class B (Style Y) or Class A (Style Z) synchronized output circuits .Front panel configurable.Red door and black enclosure | MINX10A | 583.52 | 4 | 0
KP-6840-GR-MP MIRCOM | Keypad with Integrated Proximity Reader | MKP6840GRMP | 201.6 | 13 | 2
KT-MIR-0-0 MIRCOM | Key Tag Must be ordered in blocks of 10. | MKTMIR00 | 4 | 0 | 0
KT-MIR-0-37 MIRCOM | ..Keytag, Mircom Format (MUST ORDER IN GROUPS OF 10) | MKTMIR037 | 4 | 0 | 0
M500X MIRCOM | Line Isolator Module. Mounts in 4" Square Back Electrical Box by others | MM500X | 47.6 | 0 | 0
MCP5A MIRCOM | MCP5A-RP01FG01 Intelligent Call Point, Flush, Red. Break Glass Included, Add Sr Back Box For Surface Mount...Replaces M500Kac | MMCP5A | 69.44 | 0 | 0
MIX-2251AP MIRCOM | Advanced Protocal Intelligent Photoeletric Sensor. Requires a 200 Series Base. | MMIX2251AP | 55.44 | 0 | 0
MIX-2251B MIRCOM | Low profile 200 series intelligent photoelectric sensor, plug in. Requires a low profile 200 series base | MMIX2251B | 42 | 0 | 0
MIX-2251TAP MIRCOM | Advanced Protocol Intelligent Photoelectric Sensor c/w 135 Fixed Thermal Detector Requires a 200 Series Base. | MMIX2251TAP | 72.24 | 0 | 10
MIX-2251TMAP MIRCOM | Advanced Protocol 'ACCLIMATE' Dual Photo, Heat Intelligent Sensor. Requires a 200 Series Base. | MMIX2251TMAP | 72.24 | 0 | 8
MIX-5251AP MIRCOM | Advanced Protocol Intelligent Thermal Sensor, FT 135F. Requires a 200 Series Base. | MMIX5251AP | 43.68 | 0 | 16
MIX-5251HAP MIRCOM | Advanced Protocol Intelligent Thermal Sensor, FT 190 F Requires a 200 Series Base. | MMIX5251HAP | 43.68 | 0 | 20
MIX-5251RAP MIRCOM | Advanced Protocol Intelligent Thermal Sensor, FT & ROHR 135F. Requires a 200 Series Base. | MMIX5251RAP | 43.68 | 0 | 0
MIX-M500DM MIRCOM | Intelligent Dual Input Monitor Module. Requires Two Consecutive Addresses..Supports N/O Devices Only. Wired in Class B or Style B Only ..Mounts in 4" Square Electrical Backbox by Others | MMIXM500DM | 87.36 | 0 | 0
MIX-M500DMAP MIRCOM | Intelligent Dual Input Monitor Module. Requires Two Consecutive Addresses..Supports N/O Devices Only. Wired in Class B or Style B Only ..Mounts in 4" Square Electrical Backbox by Others | MMIXM500DMAP | 77.84 | 0 | 10
MIX-M500FP MIRCOM | Addressable Firephone Module | MMIXM500FP | 95.2 | 0 | 0
MIX-M500M MIRCOM | Montior Module | MMIXM500M | 49.84 | 0 | 0
MIX-M500MAP MIRCOM | Intelligent Monitor Module. Supports N/O Devices Only . Wired in Class A, Style D or Class B, Style B ..Mounts in 4" Square Electrical Backbox by Others | MMIXM500MAP | 49.84 | 0 | 0
MIX-M500R MIRCOM | Relay Output module | MMIXM500R | 58.8 | 0 | 0
MIX-M500RAP MIRCOM | Relay Control Module | MMIXM500RAP | 61.6 | 0 | 0
MIX-M500S MIRCOM | Supervised Output module | MMIXM500S | 64.4 | 0 | 0
MIX-M500SAP MIRCOM | Advanced Protocol Intelligent Supervised Output Module. Mounts in 4" Square Electrical Backbox by Others | MMIXM500SAP | 61.6 | 0 | 14
MIX-M501M MIRCOM | Mini Monitor Module | MMIXM501M | 42 | 0 | 0
MIX-M501MAP MIRCOM | Advanced Protocol; Intelligent Monitor Mini Module. Supports N/O Devices Only. Wired in ClassB, Style B. Mounts in 4'' Square Back Electrical Box by Other | MMIXM501MAP | 42 | 0 | 60
MIX-M502M MIRCOM | Zone interface module supports 2 wire smoke detectors | MMIXM502M | 70.56 | 0 | 0
MIX-M502MAP MIRCOM | Advanced Protocol Universal Intelligent Monitor Module..Supports 2 Wire Conventional Smoke Detectors & N/O Devices ..Wired in Class A, Style D or Class B, Style B. Mounts in 4" Square Electrical Backbox by Others | MMIXM502MAP | 73.92 | 0 | 10
MS-710APU MIRCOM | INTELLIGENT AP DUAL ACTION MANUAL STATION-RED | MMS710APU | 77.28 | 0 | 0
QAA-5160-70/25 MIRCOM | Field Selectable 70 or 25 Volt 60 Watt Amplifier c/w 1- 60 Watt Supervised Paging/Speaker Circuit, Class A/B (Style Z/Y). Mounts in QMB-5000B Card Cage or QMB-5000N Amplifier Cage | MQAA51607025 | 648.48 | 0 | 0
QAA-5230-70/25 MIRCOM | Field Selectable 70 or 25 Volt Dual 30 Watt Amplifiers c/w 2-30 Watt Supervised Paging/Speaker Circuits, Class A/B (Style Z/Y). Mounts in QMB-5000B Card Cage or QMB-5000N Amplifier Cage | MQAA52307025 | 680.96 | 0 | 0
RAM-3500-LCD MIRCOM | FX-3500 Remote LCD Annunciator c/w 4 x 20 Character Back-Lit LCD Display, Four Event Display Queues Common Controls, Mounts in BB-1000, BB-5008 or BB-5014 Enclosures | MRAM3500 | 740.88 | 0 | 0
RAXN-LCD MIRCOM | NTWK FX-2000 REMOTE SHARED DISPLAY | MRAXNLCD | 0 | 3 | 0
RB-FX2000MN MIRCOM | Replacement Network Main Control Board | MRBFX2000MN | 1271.76 | 0 | 0
RM-1008A MIRCOM | 8 Auxiliary Programmable Relays . Form 'C' Contact Rated for 28 VDC @ 1 Amp..Uses One Module Space | MRM1008A | 155.12 | 0 | 0
SGM-1004A MIRCOM | 4 Class A/B (Style Z/Y) Indicating Ccts Rated @ 1.7 Amps..Remote Signal Silence Input per Signal card. Uses One Module Space | MSGM1004A | 159.04 | 0 | 0
SR-2400-GR-MP MIRCOM | Multi Protocol Mullion Mount,..125 KHz Prox Reader. (Replaced SR-2400MI-GR-MP) | MSR2400GRMP | 89.6 | 0 | 5
TC-330U MIRCOM | Flush Mount Enclosure Cover | MTC330U | 61.6 | 0 | 0
TX3-CX-1NP MIRCOM | Single Door Control Module - Please refer to the installattion | MTX3CX1NP | 501.2 | 0 | 1
TX3-CX-2K-A MIRCOM | Two Door controller kit with IP capability, Order TX3-IP Mdule for TCP/IP. | MTX3CX2KA | 777.84 | 0 | 0
TX3-IP MIRCOM | Add-on IP Module, only compatible to suffix"-A" panels | MTX3IP | 72.8 | 0 | 0
TX3-P300-HA MIRCOM | Mini Mullion Mount Reader, 3.2" x 1.7" x 0.7". | MTX3P300HA | 85.68 | 0 | 0
UDACT-300A MIRCOM | Digital Alarm Communicator Transmitter/Dialer Module Requires Two Telephone Lines..Transmits Common Alarm, Supervisory & Trouble..Programmable for SIA or Ademco Contact ID Protocols..CFG-300 Configuration Tool for Dialer Set-up | MUDACT300A | 227.36 | 0 | 0
UIMA MIRCOM | Universal Programming Tool c/w Serial or USB Input. Serial & USB Interconneting Cables. USB Driver Software Disk | MUIMA | 115.36 | 0 | 0
17003 NOTIFIER | FireLite key only | N17003 | 7.8 | 245 | 0
17021 NOTIFIER | Notifier key only. | N17021 | 7.43 | 124 | 0
17045 NOTIFIER |  | N17045 | 8.2 | 15 | 0
18439 NOTIFIER | Chassis used with BB-XP | N18439 | 13 | 3 | 0
302-AW-194 NOTIFIER | 194 °F (90° C) vertical mount, for indoor or outdoor use. | N302AW194 | 30 | 11 | 0
B710LPBP NOTIFIER (DISCONTINUED | FIRE ALARM BASE MODEL | N701LP | 15 | 0 | 0
75554 NOTIFIER | Laptop to NUP port programming cable | N75554 | 17.9 | 68 | 0
75565 NOTIFIER |  | N75565 | 23.66 | 20 | 0
VSP-005 VESDA | FILTER CARDRIDGE | N9-VLH5-2ABW | 49.5 | 360 | 0
AA-120 NOTIFIER | 120 Watt Audio Amplifier @ 25 VRMS w/built-in tone generator, 120 VAC. | NAA120 | 1040 | 2 | 0
AA-30 NOTIFIER | 30 Watt Audio Amplifier @25 VRMS, 120 VAC | NAA30 | 522.9126 | 2 | 1
ABF-1DB NOTIFIER | Annunciator flush box. One module. Attractive glass door & key lock. | NABF1DB | 105 | 1 | 0
ABS-1B NOTIFIER | Annunciator Surface Box. Mounts one annunciator module | NABS1B | 40.15 | 25 | 0
ABS-2D NOTIFIER | Surface (or semi-flush) mount backbox...Used with the ACS annunciators, SCS Series, NCA and..NCA-2 black. | NABS2D | 142.2 | 2 | 0
ACM-24AT NOTIFIER | ONYX series ACS annunciator; up to 96 points of annunciation with Alarm or Active LED, Trouble LED..and switch per circuit. Active/Alarm LEDs can be programmed (by powered up switch selection) by..point to be Red, Green or Yellow and the trouble LED is... | NACM24AT | 427 | 6 | 0
ACM-48A NOTIFIER |  | NACM48A | 328 | 1 | 0
ACM-8R NOTIFIER | Annunciator control module 8 relays | NACM8R | 230 | 1 | 0
ACPS-610 NOTIFIER | Addressable Charging Power Supply - 6 or 10 amps; mounts in CAB-PS1, CAB-3/4,EQ Cabx, BB-25, or..CHS-PS1; comes with the PK-PPS programming utility. Windows® PC and USB cable required for..programming. | NACPS610 | 790 | 10 | 0
ACPS-610E NOTIFIER | -Charger Power Supply - 6 or 10 amps; mounts..in CAB-PS1, CAB-3/4, EQ Cabx, BB-25 or..CHS-PS1 | NACPS610E | 869 | 2 | 0
ADP2-640 NOTIFIER | NOTIFIER DRESS PLATE USED W/CPU2-640 | NADP2640 | 47.572 | 1 | 0
ADP-4B NOTIFIER | NOTIFIER DRESS PLATE,..ANNUNCIATOR | NADP4B | 48.86 | 1 | 0
AEM-24AT NOTIFIER |  | NAEM24AT | 330.4686 | 0 | 0
AEM-48A NOTIFIER |  | NAEM48A | 305.2 | 3 | 0
AFAWS-BX NOTIFIER | FIRE ALARM TELEPHONE FLUSH MOUNT BACK BOX | NAFAWS-BX | 52 | 8 | 0
AFAWS-LR NOTIFIER | Door, Flush Mount, Latch Style Lock. | NAFAWSLR | 78.65 | 7 | 0
AFAWS-LS NOTIFIER | DOOR,SURFACE MOUNT, LATCH STYLE | NAFAWS-LS | 94 | 30 | 0
AFAWS-TELA NOTIFIER | TELEPHONE CHASSIS W/ ARMORED COIL CORD | NAFAWS-TELA | 184 | 11 | 0
AKS-1B NOTIFIER | Annunciator key switch. Black label with white letters. | NAKS1B | 37.9 | 9 | 0
AMPS-24 NOTIFIER | Addressable Power Supply, 120 VAC (NFS-3030/NFS2-3030) | NAMPS24 | 800 | 9 | 0
AMPS-24E NOTIFIER | - Addressable Power Supply, 240 VAC..(NFS-3030/NFS2-3030) | NAMPS24E | 890 | 0 | 3
N-ANN-80 NOTIFIER | Remote LCD annunciator mimics the FACP display, 80 character display. Black | NANN80 | 217 | 3 | 0
APS2-6R NOTIFIER | AUXILIARY POWER SUPPLY | NAPS26R | 394 | 4 | 0
B110LP NOTIFIER | Base, 2-Wire, Low-Profile, Flanged, 12/24VDC | NB110LP | 9.9 | 350 | 1000
B200SR NOTIFIER | SOUNDER BASE INTELLIGENT SMOKE/ FIRE ALARM | NB200SR | 54.09 | 38 | 0
B210LP NOTIFIER | FIRE ALARM SMOKE DETECTOR BASE | NB210LP | 7 | 1713 | 0
B224BI NOTIFIER | Intelligent Isolator detector..base; White | NB224BI | 32.774 | 0 | 0
B224RB SYSTEM SENSOR | Intelligent Relay base. | NB224RB | 39.2735 | 15 | 0
B300-6 NOTIFIER | 6” BASE LOW-PROFILE, STANDARD FLANGED, WHITE | NB3006 | 7.1 | 0 | 0
B300-6-IV NOTIFIER | 6” BASE LOW-PROFILE, STANDARD FLANGED, IVORY | NB3006IV | 9.5 | 247 | 0
B501 NOTIFIER | INTELLIGENT DETECTOR BASES WITHOUT FLANGE | NB501 | 9.1 | 0 | 1500
B501BP NOTIFIER | INTELLIGENT DETECTOR BASES WITHOUT FLANGE (LOT OF 10 UNITS) | NB501BP | 90 | 1615 | 0
BAT-121000 NOTIFIER |  | NBAT12100 | 460 | 0 | 0
BAT-12550 NOTIFIER | Battery, 12 volt, 55 AH. | NBAT12550 | 228.9 | 12 | 0
BAT-1270 NOTIFER | BAT-1270 (12v, 7aH) NOTIFIER | NBAT1270 | 45.93 | 0 | 0
BB-100 NOTIFIER | BATERRY ENCLOSURE | NBB100 | 279.4005 | 0 | 0
BB-25 NOTIFIER | Cabinet, mounts up to six XP6 boards or ACPS-610 (XP6 modules require a CHS-6 in addition to BB-25). | NBB25 | 121.77 | 9 | 0
BDA-70V NOTIFIER | Back up aplifier 70v DAX or DAA2 series | NBDA70V | 295.34 | 5 | 0
BEAMLRK NOTIFIER | LONG RANGE KIT FOR USE WITH REFLECTIVE PROJECTED BEAM SMOKE DETECTOR | NBEAMLRK | 82.62 | 14 | 0
BMP-1 NOTIFIER | Blank module dress plate; used to cover annunciator positions. Also mounts some option modules | NBMP1 | 21.5 | 5 | 0
BNG-1 NOTIFIER | (DISCONTINUED)Formed aluminum single action station; w/red letters & spring retainer. | NBNG1 | 21.5 | 0 | 0
BNG-1R NOTIFIER | FORMED ALUMINUM SINGLE ACTION | NBNG1R | 23.25 | 0 | 90
BP2-4 NOTIFIER | Battery Dress Panel for CAB-4 Series; for use with the NFS2-3030, NFS2-640, NCA-2, and DVC systems. | NBP24 | 48.6 | 2 | 0
CA-1 NOTIFIER | Chassis, DVC, One Row | NCA1 | 49 | 0 | 20
CA-2 NOTIFIER |  | NCA2 | 215 | 0 | 0
CAB-PS1 NOTIFIER | Cabinet | NCABPS1 | 56.518 | 18 | 0
CAB-RP NOTIFIER | Cabinet for DVC-RPU, Black | NCABRP | 340 | 0 | 0
CFFT-1 NOTIFIER | Single new chassis for mounting FireFighter’s Telephone. Includes CFFT-1 chassis, phone well, TELH-1..and hardware. Order DP-CFFT dress plate separately | NCFFT1 | 125 | 11 | 0
CHS-2D NOTIFIER | Chassis to mount NCA-2 in ABS-2D | NCHS2D | 27 | 11 | 0
CHS-4L NOTIFIER | Chassis, low profile, for mounting the AA-30, LDM | NCHS4L | 62.5 | 14 | 0
CHS-6 NOTIFIER | CHASSIS | NCHS-6 | 36.5 | 33 | 0
CHS-M3 NOTIFIER | Mounting Chassis, used for CPU-3030, CPU2-3030, and NCA-2. | NCHSM3 | 99 | 2 | 0
CMIC-1 NOTIFIER | Chassis with Paging Microphone with well; used with CA-1 | NCMIC1 | 145 | 0 | 0
CMIC-RP NOTIFIER | Microphone and well for CAB-RP | NCMICRP | 160 | 0 | 0
CPU2-3030D NOTIFIER | INTELLIGENT ADDRESSABLE CONTROL PANEL WITH DISPLAU | NCPU2-3030D | 1590 | 15 | 10
CPU2-640 NOTIFIER | FIRE ALARM SIGNAL CONTROL UNIT CONTROL PANEL | NCPU2-640 | 1184.01 | 0 | 0
CPU2-640E NOTIFIER | - Central Processing Unit for the NFS-640 with..integral 240v power supply, includes Chassis. | NCPU2640E | 1350 | 3 | 0
DAA2-5025 NOTIFIER | Digital Amplifier, 50W, 25V, 120 VAC | NDAA25025 | 941.63 | 0 | 0
DAA2-7525 NOTIFIER | Digital Amplifier 75W, 25V, 120 VAC | NDAA27525 | 940 | 0 | 0
DP-1B NOTIFIER | Dress panel blank; covers unused cabinet row(s), painted black. | NDP1B | 31.85 | 1 | 14
DPA-1 NOTIFIER | Dress Plate, DVC, One Row | NDPA1 | 42.78 | 6 | 0
DP-DISP NOTIFIER | Dress plate, display, black | NDPDISP | 51.5 | 5 | 0
DP-DISP2 NOTIFIER | Dress Plate used when CPU2-640 is mounted on top row. | NDPDISP2 | 53 | 31 | 0
DR-A4 NOTIFIER | Door, lock & keys. Accepts 1 chassis, black. | NDRA4 | 179 | 5 | 0
DR-B4 NOTIFIER | DOOR ASSEMBLY (BLACK) | NDRB4 | 199.78 | 6 | 4
DR-D4 NOTIFIER | DOOR ASSEMBLY, WINDOW, FOUR TIERS, BLK | NDR-D4 | 350 | 0 | 0
DVC NOTIFIER | The DVC is the heart of an integrated, full-featured Audio..Command Center. The DVC Digital Voice Command combines..the capabilities of a powerful digital audio processor, an eventdriven audio message generator, and a router. Designed for..use with DAA... | NDVC | 0 | 1 | 0
DVC-AO NOTIFIER | Digital Voice Command, Analog Output | NDVCAO | 146.5 | 2 | 0
DVC-EM NOTIFIER | Digital Voice Command, Extended memory | NDVCEM | 980 | 0 | 0
DVC-KD NOTIFIER | DIGITAL VOICE COMMAND KEYPAD & DISPLAY | NDVC-KD | 240 | 0 | 0
DVC-RPU NOTIFIER |  | NDVCRPU | 1288 | 1 | 0
EQDR-B4 NOTIFIER | NOTIFIER DOOR,W/LOCK-..KEYS,"VENTED",F/B | NEQDRB4 | 200 | 9 | 0
FAPT-851 NOTIFIER | Acclimate™ Intelligent Photo Thermal Detector; with FlashScan | NFAPT851 | 59.9 | 2 | 500
FCM-1 NOTIFIER | FIRE ALARM MONITOR MODULE CONTROL RELAY | NFCM-1 | 53.5 | 39 | 0
FCM-1-REL NOTIFIER | Addressable Releasing Module, FlashScan only. | NFCM1REL | 124.5 | 69 | 0
FCO-851 NOTIFIER | IntelliQuad PLUS Intelligent addressable combination multi-criteria fire and carbon monoxide (CO)..detector with FlashScan. Combines photoelectric, thermal, infrared and CO sensors to detect fire /..smoke. CO level is also monitored and reported separa... | NFCO851 | 139.26 | 0 | 30
FCO-951 NOTIFIER | NOTIFIER - MULTI-CRITERIA FIRE....CO WHITE | NFCO951 | 147.196 | 24 | 0
FCO-951-IV NOTIFIER | IntelliQuad® PLUS Intelligent addressable combination multi-criteria fire and carbon monoxide (CO) detector with..FlashScan & CLIP. Ivory | NFCO951IV | 158.7 | 0 | 0
FCPS-24S6R NOTIFIER | 6.0 amps, 120 VAC remote charger power supply. Includes main printed circuit board, transformers..and installation instructions. Red | NFCPS246R | 325 | 0 | 0
FCPS-24S6 NOTIFIER | POWER SUPPLY FOR FIRE PROTECTION ALARM SIGNAL DEVICES | NFCPS-24S6 | 340 | 9 | 10
FCPS-24S6RB NOTIFIER | Replacement board for FCPS-24S6 | NFCPS24S6RB | 278.5 | 10 | 0
FCPS-24S8 NOTIFIER | POWER SUPPLY FOR FIRE PROTECTION ALARM SIGNAL DEVICES | NFCPS-24S8 | 399 | 0 | 25
FCPS-24S8R NOTIFIER | 8.0 amps, 120 VAC remote charger power supply. Includes main printed circuit board, transformers and installation instructions. Red | NFCPS24S8R | 377 | 1 | 0
FDM-1 NOTIFIER | DUAL MONITOR MODULE | NFDM-1 | 75.46 | 76 | 60
FDU-80 NOTIFIER | 80 Character Display Annunciator. “Security Keypad” mechanical design. For use with the NFS-320,..NFS2-640, NFS-640, NFW2-100, and NFW-100 | NFDU80 | 385 | 4 | 0
FHS NOTIFIER | Fireman’s Telephone Hand Set | NFHS | 77.9 | 6 | 0
FHSC-S NOTIFIER | Fire Phone storage cabinet, surface mount, holds 6 phones. | NFHSCS | 220 | 1 | 0
FM998 NOTIFIER | NOTIFIER DR HOLDER QUADV REC WALL | NFM998 | 58 | 18 | 0
FMM-1 NOTIFIER | MONITOR MODULE WITH FLASH SCAN | NFMM-1 | 43.25 | 10 | 110
FMM-101 NOTIFIER | MONITOR MODULE | NFMM-101 | 35.63 | 25 | 200
FPJ NOTIFIER | Fireman’s Phone Jack on a single gang plate. | NFPJ | 24.7 | 142 | 0
FRM-1 NOTIFIER | RELAY CONTROL MODULE | NFRM-1 | 55.45 | 88 | 60
FSB-200 NOTIFIER | PROJECTED BEAM SMOKE DETECTOR | NFSB200 | 791.2235 | -11 | 55
FSB-200S NOTIFIER | Intelligent beam smoke detector with integral sensitivity..test. | NFSB200S | 885.11 | 6 | 0
FSC-851 NOTIFIER | QUAD INTELLIGENT DETECTOR-CO/IR/PHOTO/HEAT | NFSC-851 | 127.246 | 28 | 30
FSL-751 NOTIFIER | (DISCONTINUED USE FSV-951R-IV) LASER DETECTOR | NFSL751 | 140.9 | 0 | 0
FSP-851R NOTIFIER | PHOTOELECTRIC DETECTOR REMOTE TEST CAPABLE | NFSP-851R | 57.89 | 0 | 0
FSP-851T NOTIFIER | PHOTOELECTRIC DETECTOR W/ HEAT 135F | NFSP851T | 59.2 | 12 | 0
FSP-951 NOTIFIER | PHOTO SENSOR HEAD, WHITE - FlashScan Technology | NFSP951 | 43 | 0 | 0
FSP-951-IV NOTIFIER | PHOTO SENSOR HEAD, IVORY - FlashScan and Clip Technology. | NFSP951IV | 50.5 | 0 | 0
FSP-951R NOTIFIER | PHOTO SENSOR HEAD, W/REMOTE TEST, WHITE - FlashScan Technology | NFSP951R | 57.1571 | 5 | 0
FSP-951R-IV NOTIFIER | PHOTO SENSOR HEAD, W/REMOTE TEST, IVORY - FlashScan and Clip Technology. | NFSP951RIV | 59.7025 | 48 | 0
FSP-951T NOTIFIER | PHOTO SENSOR HEAD, W/THERMAL, WHITE - FlashScan Technology | NFSP951T | 56.8425 | 251 | 0
FSP-951T-IV NOTIFIER | PHOTO SENSOR HEAD, W/THERMAL, IVORY - FlashScan and Clip Technology. | NFSP951TIV | 58.2 | 187 | 0
FST-851H NOTIFIER | HEAT DETECTOR-190F FIXED TEMPERATURE | NFST851H | 38 | 0 | 0
FST-851R NOTIFIER | HEAT DETECTOR RATE OF RISE 135F | NFST851R | 43.5 | 53 | 0
FST-951 NOTIFIER | THERMAL SENSOR HEAD, FIXED TEMPERATURE. WHITE- FlashScan Technology | NFST951 | 38 | 53 | 0
FST-951H NOTIFIER | THERMAL SENSOR HEAD, HIGH TEMPERATURE. WHITE - FlashScan Technology | NFST951H | 41 | 1 | 60
FST-951H-IV NOTIFIER | THERMAL SENSOR HEAD, HIGH TEMPERATURE. IVORY - FlashScan and Clip Technology. | NFST951HIV | 41 | 166 | 0
FST-951-IV NOTIFIER | THERMAL SENSOR HEAD, FIXED TEMPERATURE. IVORY - FlashScan and Clip Technology. | NFST951IV | 41 | 243 | 0
FST-951R NOTIFIER | THERMAL SENSOR HEAD, ROR TEMPERATURE. WHITE - FlashScan Technology | NFST951R | 38 | 254 | 0
FST-951R-IV NOTIFIER | THERMAL SENSOR HEAD, ROR TEMPERATURE. WHITE - FlashScan and Clip Technology. | NFST951RIV | 41 | 124 | 0
FSV-951R NOTIFIER | REPLACEMENT FOR FSL-751 INTELLIGENT ADDRESSABLE LASER D | NFSV951IR | 195.75 | 10 | 0
FSV-951R-IV NOTIFIER | Inteligent early warining view smoke detector | NFSV951IRIV | 203.7 | 40 | 0
FTM-1 NOTIFIER | ADDRESSABLE FIREPHONE CONTROL MODULE | NFTM1 | 84 | 130 | 0
FZM-1 NOTIFIER | INTERFACE MODULE | NFZM-1 | 74.5 | 107 | 0
HPFF12CM NOTIFIER | 12A 24VDC FL/A GNPS, chassis120V | NHPFF12CM | 701.5 | 1 | 0
HPFF8 NOTIFIER | The Honeywell HPFF8 and HPFF8CM are Notification Appliance Circuit (NAC) Expander Power Supplies designed to extend the power capabilities of existing NACs and provide power for auxiliary devices. The HPFF8 and HPFF8CM connects to any 12 or 24V Fire Al... | NHPFF8 | 474.6 | 19 | 0
HS-NCM-SF NOTIFIER | High-Speed Network Communications Module, fiber-optic cable interface (single-mode) | NHSNCMSF | 1599.99 | 20 | 0
IR3120HR NOTIFIER | Noitifier, Industrial rotating warning light, halogen, 120VAC, red | NIR3120HR | 185 | 29 | 0
ISO-X NOTIFIER | SLC Loop Isolator Module; isolates against short circuits on the SLC. | NISOX | 49 | 150 | 0
KDM-R2 NOTIFIER | Keyboard Display Module; For CPU2-640 80-character display and QWERTY programming keypad..included. | NKDMR2 | 450 | 0 | 60
LCD-160 NOTIFIER | 160 character display annunciator; For use with NFS-3030, NFS2-3030 and NCA-2 | NLCD160 | 628 | 0 | 0
LCD2-80 NOTIFIER | 80 Character LCD mimic Annunciator. Mounts in ABS-1T, ABF-1DB, ABF-1B back box. For ACS..mode/zoned applications use LCD-80 | NLCD280 | 560 | 59 | 6
LCM-320 NOTIFIER | Loop Control Module. Each LCM may be expanded to two loops by adding a LEM-320. NFS2-3030..and NFS-3030 only. | NLCM320 | 690 | 0 | 57
LEM-320 NOTIFIER | Loop Expander Module. Mounts as daughter board to LCM-320 to provide even numbered SLC..loops. | NLEM320 | 450 | 29 | 57
M500MF EDWARDS | Intelligent Monitor Module | NM500MF | 73.85 | 0 | 0
NMM-100 NOTIFIER | MONITOR MODULE | NMM-100 | 52 | 18 | 0
NAM-232F NOTIFIER | NETWORK ADAPTER MODULE; CONNECTS ONE 200/300/400 VIA FIBER TO NFN. | NNAM232F | 1095 | 2 | 0
NBG-12 NOTIFIER | MANUAL PULL STATION W/ KEY LOCK | NNBG-12 | 28 | 24 | 0
NBG-12L NOTIFIER | DUAL ACTION PULL STATION W/ KEY LOCK | NNBG-12L | 27.062 | 0 | 0
NBG-12LO NOTIFIER | Dual action station; outdoor applications, red, terminal block, Notifier Key lock, use with WBB, or SBI/..O. | NNBG12LO | 70.98 | -7 | 0
NBG-12LOB NOTIFIER | Dual action station; outdoor applications, red, terminal block, Notifier Key lock, Includes SB-I/O..Backbox. | NNBG12LOB | 78.89 | 45 | 0
NBG-12LR NOTIFIER | Dual action Releasing station,red, terminal block, Notifier Key lock. | NNBG12LR | 33 | 9 | 0
NBG-12LSP | SPANISH DUAL ACTION PULL STATION W/ KEY LOCK | NNBG12LSP | 24.7 | 3 | 0
NBG-12LX NOTIFIER | ADDRESSABLE MANUAL PULL STATION W/ KEY LOCK | NNBG-12LX | 68.1 | 36 | 930
NBG-12S NOTIFIER | NOTIFIER SINGLE ACTION LEXAN..STATION, RE | NNBG12S | 23.5 | 36 | 0
NC-100 NOTIFIER | Addressable Control Module ; Configured for one class A or Class B NAC. | NNC100 | 64.99 | 126 | 0
NC-100R NOTIFIER | Addressable Relay Module ; Provides 2 Form-C dry contacts that switch together. | NNC100R | 56 | 22 | 0
NCA-2 NOTIFIER | Network Control Annunciator-2, 640-characters; on single panel (one CPU2-640) NFS2-640 systems,..the NCA-2 can be the Primary Display for the panel and connects directly to the CPU2-640. On..network systems (two or more FACPs), one network display (eit... | NNCA2 | 918.02 | 2 | 0
NCM-F NOTIFIER | Network Control Module - multi mode fiber; order one NCM per network node (CPU-..640/3030,NCA,CPU2-640/3030,NCA-2,DVC, etc). | NNCMF | 619 | 1 | 6
NCM-W NOTIFIER | Network Control Module - wire; order one NCM per network node (CPU-640/3030,NCA,CPU2-..640/3030,NCA-2,DVC, etc). | NNCMW | 631.484 | 2 | 1
NDM-100 NOTIFIER | Addressable Dual Monitor Module; 2 Class B. | NNDM100 | 60 | 1 | 0
NFC-50/100 NOTIFIER | NOTIFIER ASSY, FNL, NFC-50/100....FIRE+MASS | NNFC50100 | 1947.96 | 6 | 0
NFC-XRM-70V NOTIFIER | 70 volt conversion module for NFC-50/100 | NNFCXRM70V | 175 | 0 | 0
NFS-320 NOTIFIER | NFS-320 Intelligent Fire Alarm Panel; Single Printed Circuit Board with one SLC loop (318 devices), -..Back-lit, 80 Character Display, System and Programming Keypad and 6.0A Power supply, 120 VAC,..Includes door, dress panel and back box, Black. | NNFS320 | 1693.63 | 0 | 0
NFS-320R NOTIFIER | NFS-320 Intelligent Fire Alarm Panel; Single Printed Circuit Board with one SLC loop (318 devices), - Back-lit, 80 Character Display, System and Programming Keypad and 6.0A Power supply, 120 VAC, Includes door, dress panel and back box, Red | NNFS320R | 1615.6 | 0 | 0
NFS-320-RB NOTIFIER | Replacement Board for NFS-320, 120 VAC | NNFS320RB | 1485 | 0 | 0
NFS-LBB NOTIFIER | BATTERY BOX ENCLOSURE CABINET | NNFS-LBB | 185 | 3 | 0
NFW-100X NOTIFIER | ADDRESSABLE, 198 POINTS | NNFW100X | 960 | 4 | 0
NFW-100XR NOTIFIER | NOTIFIER ADDRESSABLE, 198....POINTS, RED | NNFW100XR | 938 | 4 | 0
NFW2-100 NOTIFIER | (DISC. USE NFW-100X)FireWarden-100-2 addressable fire alarm control panel, 198 addressable devices on one SLC, built in..DACT with modem for remote upload/download. Black | NNFW2100 | 890 | 0 | 0
NFW-50 NOTIFIER | FireWarden-50 addressable fire alarm control panel, 50 addressable devices on one SLC, built in..DACT with modem for remote upload/download. Black | NNFW50 | 610 | 0 | 0
NFW-50X NOTIFIER | The NFW-50X comes with a pre-installed communicator and supports up to 50 addressable devices in any combination of detectors or modules. With an extensive list of powerful features, the NFW-50X programs just like FireWarden-100 products, yet fits into... | NNFW50X | 643 | 6 | 0
NFW-50XR NOTIFIER | FIREWARDEN-50 ADDRESSABLE FIRE ALARM CONTROL PANEL RED | NNFW50XR | 703 | 1 | 0
NH-100 NOTIFIER | INTELLIGENT ADDRESSABLE THERMAL DETECTOR | NNH-100 | 56.9 | 143 | 0
NH-100H NOTIFIER | Notifier, Intelligent Addressable High Heat Thermal detector; with base. | NNH100H | 51 | 88 | 0
NH-100R NOTIFIER | Intelligent Addressable Rate-of-Rise Thermal detector; with base. | NNH100R | 50.25 | 64 | 0
NH-200 NOTIFIER | Low-profile 135°F fixed thermal sensor. B300-6 base included, FlashScan only; White | NNH200 | 50.834 | 15 | 0
NH-200H-IV NOTIFIER | ..Low-profile intelligent 190°F/88°C fixed thermal sensor. Ivory. B300-6-IV base included, FlashScan and CLIP mode. | NNH200HIV | 53.592 | 15 | 0
NH-200-IV NOTIFIER | Low-profile 135°F fixed thermal sensor. Ivory. B300-6-IV..base included, FlashScan and CLIP mode. | NNH200IV | 50.022 | 0 | 0
NH-200R NOTIFIER | ..Fast-response, low-profile heat detector with rate-of-rise option, B300-6 base..included, FlashScan only; White | NNH200R | 50.834 | 0 | 0
NMM-100P NOTIFIER | MINIATURE MODULE | NNMM-100P | 39.55 | 49 | 0
NOT-BG12LX NOTIFIER | ADDRESSABLE PULL STATION | NNOT-BG12LX | 77 | 78 | 0
NP-100 NOTIFIER | PHOTOELECTRIC SMOKE DETECTOR | NNP100 | 56.82 | 0 | 0
NP-100R NOTIFIER | Remote test capable Intelligent Addressable Photo detector; For use with DNR(W) duct detector..housing | NNP100R | 59.5 | 0 | 0
NP-100T NOTIFIER | Intelligent Addressable Photo/Thermal detector; with base | NNP100T | 63.308 | 47 | 0
NP-200 NOTIFIER | Intelligent Addressable Photo detector, with base, FlashScan; White....REPLACE NP-100 | NNP200 | 51.81 | 0 | 200
NP-200-IV NOTIFIER | Intelligent Addressable Photo detector, with base; FlashScan & CLIP; Ivory | NNP200IV | 54.096 | 33 | 0
NP-200R NOTIFIER | Remote test capable Intelligent Addressable Photo detector; For use with DNR(W) duct detector housing with FlashScan; White | NNP200R | 57.358 | 9 | 0
NP-200R-IV NOTIFIER | Remote test capable Intelligent Addressable Photo detector; For use with DNR(W) duct detector housing with FlashScan & CLIP; Ivory | NNP200RIV | 60.102 | 15 | 0
PS10-2A POTTER | The Potter PS10 Series Pressure Actuated Switches are designed for the detection of a waterflow condition in automatic fire sprinkler systems of particular designs such as wet pipe systems with alarm check valves, dry pipe, preaction, or deluge valves.... | NPS102A | 112 | 0 | 0
RA100Z SYSTEM SENSOR | Remote LED. Mounts to single gang box. | NRA100Z | 18 | 8 | 0
REL-47K-BP NOTIFIER | End of Line Resistor; 47K with leads , Bulk Pack of 10 | NREL47KBP | 122.9 | 23 | 0
RM-1 NOTIFIER | Microphone assembly for mounting to an ADP-4 dress panel. | NRM1 | 273 | 0 | 0
RP-2001 NOTIFIER | NOTIFIER DELUGE FACP: 120VAC..60HZ | NRP2001 | 650 | 1 | 0
RP-2001E NOTIFIER |  | NRP2001E | 689.3 | 0 | 0
RTS151 NOTIFIER | Remote test station; with switch, alarm and power LED’s. | NRTS151 | 31.5 | 18 | 20
RTS151KEY NOTIFIER | Remote test station; with switch, alarm and power LED’s, key reset. | NRTS151KEY | 51.05 | 0 | 6
SB-10 NOTIFIER | SURFACE-MOUNT BACK BOX FOR PULL STATIONS | NSB-10 | 10.5 | 101 | 0
SBA-10 NOTIFIER | BACK BOX | NSBA-10 | 13.5 | 48 | 0
SBB-B4 NOTIFIER | Backbox, 2 chassis, black. | NSBBB4 | 167 | 3 | 4
SBB-D4 NOTIFIER | AMPLIFIER CABINET BACKBOX | NSBBD4 | 337 | 7 | 0
SB-I/O NOTIFIER | Indoor/Outdoor Backbox for NBG-12 Series; except NBG-12LRA, use in outdoor applications with..NBG-12LO “Only”. UL listed. Plastic | NSBIO | 10.25 | 81 | 0
SFP-10UD NOTIFIER | 10 Zone Conventional Fire Control Panel with DACT and 7 amp power supply | NSFP10UD | 789 | 2 | 0
SFP-2402 NOTIFIER | Fire Alarm Control Panel, 2-Zone, Class B; 24VDC, One Class B NAC, Features: Maintenance Alert,..Drift Comp, and Detector Sensitivity Automatically Adjusted. | NSFP2402 | 299.9 | 6 | 0
SFP-2404 NOTIFIER | 4 ZONE CONVENTIONAL PANEL, 24VDC | NSFP2404 | 445 | 0 | 0
SFP-5UD NOTIFIER | NOTIFIER 5 ZONE CONV FIRE..CONTROL PANEL | NSFP5UD | 618 | 2 | 0
SK-MINIMON SILENT KNIGHT | INTELLIGENT MINI MONITOR MODULE | NSKMINIMON | 59.15 | 22 | 0
SMB500 NOTIFIER | Surface Mount Box; for intelligent control or monitor modules. | NSMB500 | 12 | 80 | 0
SSM24-6 NOTIFIER | 6 inch bell 24 volts DC | NSSM246 | 37.5 | 8 | 0
SYNC-1 NOTIFIER | Synchronization daughter module for XP6-C; includes SSD Sync. | NSYNC1 | 47.9 | 40 | 0
TELH-1 NOTIFIER | FIREFIGHTER'S TELEPHONE HANDSET ONLY | NTELH-1 | 89.9 | 12 | 0
UDACT-2 NOTIFIER | Universal Digital Alarm Communictator Transmitter-2 | NUDACT2 | 433 | 0 | 0
4098-9789 SIMPLEX | LIFEALARM SENS BASE W/ LED OUT | NU-VAAD-BYSS | 28.9 | 19 | 130
VCM-4RK NOTIFIER | Notifier VCM-4RK Voice Control Module provides four Style Y (Class B) or Style Z (Class A) speaker circuits, four Style Y (Class B) telephone circuits, eight manual select switches and indicators. VCE-4 Voice Control Expander adds four circuits to VCM-4. | NVCM4RK | 0 | 0 | 0
VP-2B NOTIFIER | 2” filler dress plate. Used when the ADP-4B is installed in the top row of a CAB-4 Series Backbox. | NVP2B | 28.5 | 39 | 0
XP10M NOTIFIER | TRANSPONDER MONITOR MODULE, 10 CIRCUITS FIRE ALARM | NXP10-M | 400 | 0 | 6
XP6-C NOTIFIER | SIX CIRCUIT SUPERVISED CONTROL MODULE | NXP6C | 322 | 5 | 0
XP6-MA NOTIFIER |  | NXP6MA | 403.2 | 15 | 0
XP6R NOTIFIER | RELAY CONTROL MODULE | NXP6-R | 319.2 | 40 | 10
OH921 SIEMENS | Multi-Sensor smoke detector(REPLACEMENT FOR HFPT-11) | OH921 | 43.68 | 79 | 0
FSP-851 NOTIFIER | PHOTOELECTRIC DETECTOR | P4-1O2U-EV4L | 53 | 0 | 12000
DHE4APC POTTER | 4" Ajustable Extension Rod, Powder Coated, Chrome | PDHE4APC | 14 | 0 | 0
DHSBPC POTTER | Swivel Base, Power Coated, Chrome | PDHSBPC | 29 | 3 | 0
OSYSU-1 POTTER | Outside Screw & Yoke Supervisory Switch (Single switch) | POSYSU1 | 76 | 0 | 0
OSYSU-2 POTTER ELECTRIC | SUPERVISORY SWITCH | POSYSU2 | 87.5 | 10 | 0
PHSC-190-XCR PROTECTOWIRE | Protectowire, Type XCR (190°F / 88°C) | PPHSC190XCR | 2.15 | 0 | 0
PS15-2 POTTER | SUPERVISORY PRESSURE SWITCH | PPS152 | 100 | 2 | 0
PS40-2 POTTER | HIGH/LOW PRESS SWTCH, DPDT | PPS402 | 102 | 0 | 0
PS40-2A POTTER | Low/High Supervisory Pressure Switch for Dry Valves - Nominal System Pressure 40 psi | PPS402A | 0 | 3 | 0
12V12AH |  | QS12V12AH-1 | 0 | 1 | 0
RQS1-CPU-1 EDWARDS | SINLGE LOOP INTELLIGENT ADDRESSABLE CPU/DISPLAY | QS1CPU1 | 484.3 | 0 | 0
R-QSC-CPU-2 EDWARDS | CONVENTIONAL REMOTE ANNUNCIATOR CPU/DISPLAY, 2 ANNUN OPTION, ENGLISH | QSCCPU2 | 456.5 | 0 | 0
FMM-7045 BOSCH | MULTIPLEX ADDRESSABLE MANUAL PULL STATION | RH-IH8J-HP8I | 48 | 34 | 0
1603-9806 SIMPLEX | RIBBON CARTRIDGE PURPLE | S16039806 | 8.35 | 0 | 30
1603-9821 SIMPLEX | SYNC FOR SIMPLEX 125-0 | S16039821 | 14 | 7 | 0
166-228 SIMPLEX | 34 INCH RIBBON 4100 ANNUN | S166228 | 49.88 | 7 | 0
1950-9108 SIMPLEX | TIMECARD WEEKLY PAYROLL | S19509108 | 36 | 8 | 0
2080-9060 SIMPLEX | MAINT SWITCH W/LAMP,SURFACE | S20809060 | 293.9 | 97 | 0
2081-9027 SIMPLEX | ISOLATED LOOP CIRCUIT PROTECTOR | S20819027 | 34 | 9 | 0
2081-9028 SIMPLEX | ISOLATED LOOP CIRCUIT (SURGE) PROTECTOR | S20819028 | 59.9 | 23 | 35
2081-9044 SIMPLEX | OVERVOLTAGE SUPPRESSOR | S20819044 | 28.9 | 16 | 20
2081-9046 SIMPLEX | 2 AMP Coil Supervise Module | S20819046 | 39.5 | 12 | 0
2081-9271 SIMPLEX | Battery, CF-12V33L/C | S20819271 | 0 | 0 | 0
2081-9272 SIMPLEX | 12V 6.2AH 5.95"LX2.56"DX3.70"H | S20819272 | 30 | 7 | 0
2081-9274 SIMPLEX | 12V12AH..12V10AH | S20819274 | 48.6932 | 12 | 5
2081-9276 SIMPLEX | 12V 33AH 7.80"LX5.20"DX6.22"H | S20819276 | 144 | 17 | 20
2081-9279 SIMPLEX | BATTERY 110AH | S20819279 | 557.91 | 14 | 0
2081-9287 SIMPLEX | 12V 25AH 6.54"LX6.89"DX4.95"H | S20819287 | 104.95 | 12 | 0
2081-9288 SIMPLEX | 12V 12.7AH 5.95"LX3.86"DX3.7"H | S20819288 | 53.6085 | 20 | 0
2081-9296 SIMPLEX | 12V 50AH 9.04"LX5.45"DX8.15"H | S20819296 | 231.429 | 10 | 0
2084-9017 SIMPLEX | PHONE PTT ARMOR BREAK-ROD SRFC | S208479017 | 414.9 | 10 | 0
2084-9001 SIMPLEX | Remote Phone Jack Type A | S2084-9001 | 20.5 | 59 | 0
2084-9003 SIMPLEX | PHONE W/DOOR & TRIM FLUSH MNT | S20849003 | 257.5 | 2 | 0
2084-9008 SIMPLEX | PHONE ARMOR BREAK-ROD SRFC MNT | S20849008 | 353 | 2 | 0
2084-9018 SIMPLEX | PHONE PTT ARMOR BREAD-ROD FLSH | S20849018 | 458.7 | 2 | 4
2088-9007 SIMPLEX | MR-101/T RELAY SPDT | S20889007 | 27.5 | 3 | 0
2088-9021 SIMPLEX | ENCAPSULATED RELAY PAM-1 | S20889021 | 25 | 118 | 80
2098-9737 SIMPLEX | SUPERVISED RELAY | S20989737 | 75 | 13 | 3
2098-9806 SIMPLEX | REMOTE TEST STA RED LED KEY SW | S2098-9806 | 22.1 | 45 | 0
2098-9808 SIMPLEX | REMOTE LED ALARM INDICATOR | S2098-9808 | 10.06 | 11 | 0
2099-9101 SIMPLEX | PS SINGLE ACTION,2 IN/O | S2099-9101 | 48.9 | 189 | 0
2099-9102 SIMPLEX | PULL STATION S/A, IN/O, IN/C | S20999102 | 54.5 | 19 | 0
2099-9103 SIMPLEX | PULL STATION BREAK GLASS IN/O | S20999103 | 39.9 | 113 | 0
2099-9107 SIMPLEX | Station S ACTN 2 N/O PS/GA | S20999107 | 103.092 | 17 | 18
2099-9138 SIMPLEX | PULL STATION S/A ,Weather Proof, Cast Metal | S20999138 | 47.15 | 75 | 64
2099-9139 SIMPLEX | PULL STAT CAST S/A B LOCK SPST | S20999139 | 49 | 103 | 0
2099-9144 SIMPLEX | PS EXPL PRF SA B LOCK DPDT | S20999144 | 700.84 | 4 | 0
2099-9756 SIMPLEX | PULLSTATION D/A, IN/O | S2099-9756 | 32.2 | 8 | 40
2099-9759 SIMPLEX | PULL STATION DUAL ACTION , 2 N/O | S20999759 | 112.9 | 24 | 30
2099-9800 SIMPLEX | STATION WIRE GUARD | S20999800 | 39.5 | 31 | 0
2099-9803 SIMPLEX (LOT OF 10) | BREAKGLASS (LOT OF 10) | S2099-9803 | 15 | 0 | 0
2099-9804 SIMPLEX | BREAKROD | S2099-9804 | 1.27 | 206 | 0
2190-9159 SIMPLEX | (DISCONTINUED) MPX SIG ZAM CLASS A SURF MAP 2 | S210909159 | 99.9 | 0 | 0
2151 System Sensor | Smoke Detector Head, Photo, Low-Profile | S2151 | 36 | 71 | 0
2151T SYSTEM SENSOR | Photo-thermal detector plug-in | S2151T | 40.72 | 85 | 0
2190-9160 SIMPLEX | MPX SIG ZAM CLASS A FL MAP 2 | S21909160 | 109.9 | 20 | 0
2190-9161 SIMPLEX | MPX SIG ZAM CLASS B FL MAP 2 | S2190-9161 | 85.1 | 2 | 0
2190-9162 SIMPLEX | SIGNAL ZAM (STYLE Y, FLUSH COVER) | S2190-9162 | 82.8 | 31 | 0
2190-9169 SIMPLEX | TRUEALARM LINE ISOLATOR MODULE (SURFACE MOUNT) | S21909169 | 37.5 | 23 | 0
2190-9172 SIMPLEX | (DISCOUNTINUED)IDNet and MapNet II IAM communicating device | S21909172 | 62.7 | 0 | 0
2190-9173 SIMPLEX | MAPNET II, 2 POINT/IO | S2190-9173 | 45 | 13 | 20
2251B SYSTEM SENSOR | Photoelectric Smoke Detector | S2251B | 65.268 | 29 | 0
252-019 SIMPLEX | KEY, "B" LOCK | S252019 | 2.6 | 43 | 0
2975-9145 SIMPLEX | BOX/A-V DEVICE RED | S29759145 | 43.855 | 74 | 50
2975-9178 SIMPLEX | BOX/ADDRESSABLE PULL STATION | S29759178 | 28 | 66 | 0
2975-9206 SIMPLEX | 6 GANG SURF BOX, 2-3/4 IN DEEP | S2975-9206 | 48.88 | 0 | 0
2975-9211 SIMPLEX | WEATHERPROOF BOX FOR 2099-9138..INT2975-9211 | S29759211 | 45.5 | 50 | 0
2975-9443 SIMPLEX | 3 BAY BB/3 BAY BB/GDOOR/DRESS PNL RED..GDOOR/DRESS PNL RED.. | S29759443 | 689 | 0 | 0
2975-9446 SIMPLEX | 3 BAY BB/GDOOR/DRESS PNL PLAT | S29759446 | 630 | 3 | 0
2975-9461 SIMPLEX | 4606-9202 SURFACE BOX, RED | S29759461 | 68.5 | 2 | 0
2W-B SYSTEM SENSOR | 2-wire, photoelectric i3 smoke detector. | S2WB | 30.98 | 88 | 0
2WTA-B SYSTEM SENSOR | 2-Wire Photoelectric Smoke Detector | S2WTAB | 38.2 | 26 | 0
374-050 SIMPLEX | SVC-(L 25) RECTIFIER | S374050 | 18 | 19 | 0
4005-9804 SIMPLEX | 4 POINT IDC MODULE CLASS B | S40059804 | 71.9 | 18 | 18
4007-9101 SIMPLEX | 4007ES HYBRID FACP, RED | S40079101 | 1131.9 | 3 | 0
4007-9803 SIMPLEX | IDNET+ LOOP EXPANSION MODULE | S40079803 | 99.9 | 4 | 0
4009-9201 SIMPLEX | NAC EXTENDER 120VAC, IDNET | S4009-9201 | 790 | 51 | 20
SIMPLEX 4009-9401 | 4009 TRUEALERT ADDR CONTROLLER | S40099401 | 1050 | 1 | 0
4009-9601 SIMPLEX | IDNAC REPEATER PLATINUM | S40099601 | 945 | 4 | 4
4009-9602 SIMPLEX | IDNAC REPEATER RED | S40099602 | 945 | 5 | 0
4009-9807 SIMPLEX | NAC OPTION CARD | S4009-9807 | 155.1 | 11 | 0
4009-9812 SIMPLEX | TRIPLE CHANNEL TRUEALERT CLS A | S40099812 | 127 | 6 | 0
4010-9601 SIMPLEX | 4010ES IDNAC FACP 120V RED | S40109601 | 2200 | 4 | 0
4010-9806 SIMPLEX | CLASS A ADAPTOR | S40109806 | 66 | 2 | 0
4010-9810 SIMPLEX | DACT (COMMON EVENT REPORTING) | S40109810 | 195 | 3 | 0
4010-9813 SIMPLEX | EXPANSION POWER SUPPLY | S40109813 | 385 | 2 | 0
4010-9817 SIMPLEX | MODULAR NETWORK CARD FOR 4010 | S40109817 | 297 | 1 | 0
4010-9818 SIMPLEX | Wired Network Media Card | S40109818 | 119.9 | 0 | 5
4010-9819 SIMPLEX | FIBER NETWORK MEDIA CARD | S40109819 | 420.46 | 9 | 2
4010-9821 SIMPLEX | 4120 NETWORK CARD RS485 | S40109821 | 409.9 | 2 | 0
4010-9922 SIMPLEX | 4010ES NETWORK INTERFACE CARD | S40109922 | 285 | 2 | 0
4010-9929 SIMPLEX | IDNET2+2 250POINT 4 LOOP MOD | S40109929 | 318 | 4 | 4
4010-9935 SIMPLEX | 8 POINT ZONE/RELAY MODULE | S40109935 | 474.02 | 1 | 0
4081-9004 SIMPLEX | EOL, 6.8K 1/2W | S40819004 | 8 | 6 | 1000
4081-9008 SIMPLEX | EOL, 10K 1/2W | S40819008 | 3.25 | 0 | 0
4090-9002 SIMPLEX | IAM RELAY, IDNET | S4090-9002 | 37.25 | 176 | 200
4090-9006 SIMPLEX | SUPPRESSION RELEASE PERIPHERAL & ENCLOSURE | S40909006 | 249.615 | 61 | 0
4090-9010 SIMPLEX | 8 AMP RELAY IAM MODULE | S40909010 | 67.34 | 23 | 0
4090-9101 SIMPLEX | ZAM CLASS B MONITOR, IDNET & MAPNET | S4090-9101 | 44.8 | 107 | 0
4090-9106 SIMPLEX | ZAM CLASS A MONITOR, IDNET | S40909106 | 43.9 | 0 | 0
4090-9116 SIMPLEX | ADDRESSABLE ISOLATOR | S4090-9116 | 39.89 | 0 | 0
4090-9118 SIMPLEX | RELAY IDNET 2 IAM W/T TENSE | S40909118 | 40.9 | 86 | 0
4090-9119 SIMPLEX | RELAY IDNET 2 IAM W/ Feedback | S40909119 | 36.5 | 29 | 0
4090-9120 SIMPLEX | Simplex Fire Alarm 6 Point I/O Assembly | S40909120 | 77 | 51 | 0
4090-9802 SIMPLEX | COVER, ZAM, 4", SURFACE | S40909802 | 16.9 | 0 | 80
4090-9806 SIMPLEX | COVER, IAM, SG, FLUSH | S40909806 | 9.9 | 45 | 0
4090-9807 SIMPLEX | COVER, IAM, SG, SURFACE | S40909807 | 11.99 | 74 | 0
4090-9810 SIMPLEX | BRACKET, IAM | S40909810 | 9.9 | 0 | 0
4090-9813 SIMPLEX | 4 11/16" BOX ADAPTER PLATE | S40909813 | 14.62 | 29 | 0
4098-5202 SIMPLEX | PHOTO SENSOR WITH MX TECHNOLOGY | S4098-5202 | 40.25 | 33 | 0
4098-5214 SIMPLEX | Addressable Duct Sensor Housing 4098-5214..for the 4098-5202 Photoelectric Sensor | S4098-5214 | 140 | 5 | 0
4098-9401 SIMPLEX | LIFE HT DT 135 FAX DIRECT | S40989401 | 42 | 24 | 0
4098-9402 SIMPLEX | SSD PHOTO DETECTOR W/HEAT | S4098-9402 | 58.08 | 3 | 130
4098-9403 SIMPLEX | LIFEALARM HT DET 200 FX DIRECT | S40989403 | 47.89 | 17 | 36
4098-9602 SIMPLEX | Combination RoR / Thermal Detector | S4098-9602 | 47.88 | 4 | 0
4098-9605 SIMPLEX | SSD PHOTO DETECTOR 3.5% | S40989605 | 32.75 | 6 | 0
4098-9612 SIMPLEX | Fixed Temp Heat Detector | S4098-9612 | 23.9 | 23 | 0
4098-9613 SIMPLEX | Rate Of Rise Fixed Temperature Heat Detector 135F | S4098-9613 | 24.15 | 0 | 120
4098-9614 SIMPLEX | SSD HEAT DETECTOR 200FX | S4098-9614 | 24.73 | 15 | 0
4098-9614E SIMPLEX | SSD HEAT DET 200 FT HUMID ENV | S40989614E | 33 | 3 | 0
4098-9615 SIMPLEX | SSD HEAT DET 200 Rate Of Rise | S4098-9615 | 24.73 | 0 | 0
4098-9682 SIMPLEX | 4-WIRE SENSOR BASE | S4098-9682 | 81 | 7 | 10
4098-9683 SIMPLEX | 2-Wire Base with Auxiliary Alarm. Relay & connections for Remote LED. | S4098-9683 | 53.81 | 56 | 20
4098-9684 SIMPLEX | SSD HEAT DET REM LED BASE | S40989684 | 39.52 | 21 | 0
4098-9685 SIMPLEX | DUCT DET HOUS, 2-WIRE, W/O REL | S4098-9685 | 110 | 21 | 10
4098-9686 SIMPLEX | 4-Wire Duct Detector with supervised multiple remote relay output; | S4098-9686 | 154 | 15 | 20
4098-9687 SIMPLEX | DUCT DET HOUS, STAND ALONE | S40989687 | 175.41 | 18 | 0
4098-9688 SIMPLEX | 2-Wire Duct Detector with supervised single remote relay output;..includes one 4098-9841 relay | S4098-9688 | 160 | 19 | 10
4098-9733 SIMPLEX | SSD HEAT SENSOR | S4098-9733 | 21.85 | 60 | 300
4098-9747 SIMPLEX | CO Replacement Cartridge (CORC) | S40989747 | 107.9 | 126 | 140
4098-9750 SIMPLEX | SSD IN-DUCT SENSOR HOUSE W/O R | S40989750 | 146.08 | 25 | 0
4098-9751 SIMPLEX | TRUEALARM DUCT SMOKE DETECTOR | S40989751 | 153.9 | 18 | 0
4098-9754 SIMPLEX | ANALOG PHOTO SENSOR WITH HEAT | S4098-9754 | 41.4 | 7 | 90
4098-9755 SIMPLEX | DUCT SENSOR HOUSING, 2-WIRE | S4098-9755 | 128 | 199 | 180
4098-9756 SIMPLEX | DUCT SENSOR HOUSING, 4-WIRE | S40989756 | 163.9 | -7 | 200
4098-9757 SIMPLEX | SSD PH SEN QC2 NEEDS-9788 BAS | S4098-9757 | 44.33 | 0 | 645
4098-9770 SIMPLEX | CO SENSOR BASE EXTENDED LIFE | S40989770 | 156.9 | 124 | 111
4098-9771 SIMPLEX | CO SOUNDER BASE EXTENDED LIFE | S40989771 | 165 | 44 | 0
4098-9772 SIMPLEX | 520HZ SOUNDER BASE | S40989772 | 72.23 | 0 | 0
4098-9773 SIMPLEX | 520HZ SOUNDER BASE WITH CO | S40989773 | 141 | 43 | 0
4098-9774 SIMPLEX | SSD PHOTO SENSOR BLACK | S40989774 | 25 | 111 | 0
4098-9776 SIMPLEX | SSD SENSOR BASE BLACK | S40989776 | 24 | 160 | 120
4098-9780 SIMPLEX | 2WIRE RELAY SNSR BASE,NO RELAY | S40989780 | 36.9 | 6 | 0
4098-9784 SIMPLEX | (DISCOUNTINUED)TRUE ALARM BASE | S40989784 | 39.5 | 0 | 0
4098-9788 SIMPLEX | 2-Wire Base with connections for..Remote Alarm LED Indicator | S4098-9788 | 9.25 | 976 | 0
4098-9791 SIMPLEX | TRUEALARM SENSOR BASE | S4098-9791 | 36.65 | 40 | 20
4098-9792E SIMPLEX | SSD SENSOR BASE "E" | S40989792E | 30.5 | 33 | 0
4098-9793 SIMPLEX | TrueAlarm Isolator Sensor Base | S4098-9793 | 50.6 | 41 | 0
4098-9794 SIMPLEX | SSD, SOUNDER BASE | S4098-9794 | 49.06 | 137 | 100
4098-9795 SIMPLEX | MULTI SOUNDER BASE | S40989795 | 51.9 | 2 | 30
4098-9796 SIMPLEX | MULTI-SENSOR BASE W/LED | S40989796 | 43.5 | 8 | 0
4090-9801 SIMPLEX | COVER, ZAM, 4", FLUSH | S40989801 | 16.9 | 0 | 0
4098-9822 SIMPLEX | TRUEALARM RELAY MODULE | S40989822 | 17.9 | 15 | 0
4098-9830 SIMPLEX | REMOTE RED LED ALARM INDICATOR | S4098-9830 | 14.19 | 0 | 205
4098-9832 SIMPLEX | SSD ADAPTER PLATE | S40989832 | 6.5 | 119 | 0
4098-9842 SIMPLEX | DUCT CONTROL STATION | S40989842 | 96.9 | 38 | 80
4098-9843 SIMPLEX | RELAY FORM C SPDT PAM-SD | S40989843 | 23.8 | 63 | 40
4098-9845 SIMPLEX | DUCT WEATHERPROOF ENCLOSURE | S40989845 | 413.66 | 9 | 1
4098-9854 SIMPLEX | SAMPLING TUBE 13", PVC PLASTIC | S40989854 | 12.9 | 42 | 45
4098-9855 SIMPLEX | SAMPLING TUBE 24", PLASTIC | S4098-9855 | 10.35 | 140 | 40
4098-9856 SIMPLEX | SAMPLING TUBE 49", PLASTIC | S4098-9856 | 18.98 | 0 | 176
4098-9857 SIMPLEX | SAMPLING TUBE 73", PLASTIC | S4098-9857 | 25.3 | 3 | 100
4098-9858 SIMPLEX | SAMPLING TUBE 97" | S4098-9858 | 40 | 333 | 0
4098-XAD-110 SIMPLEX | SINGLE ZEN SAMPLING W/KIT&SENSOR | S4098XAD110 | 1690 | 12 | 0
4099-9005 SIMPLEX | STATION,SA,ADDRESS,IDNET,BREAK GLASS | S4099-9005 | 54.88 | 106 | 0
4099-9006 SIMPLEX | 4099-9003 Discontinued - PULL STATION IDNET PUSH | S4099-9006 | 51.75 | 234 | 100
4100-0104 SIMPLEX | BATTERY CHARGER 120VAC | S41000104 | 704.616 | 0 | 12
4100-0634 SIMPLE | POWER DISTRIBUTION MODULE 120V | S41000634 | 125 | 10 | 0
4100-0640 SIMPLEX | INFOALARM MEMORY EXPANSION MOD | S41000640 | 346.8325 | 14 | 0
4100-1210 SIMPLEX | ANALOG AUDIO CONTROLLER | S41001210 | 425 | 0 | 0
4100-1243 SIMPLEX | AUDIO INTERFACE W/MIKE | S41001243 | 312 | 1 | 0
4100-1266 SIMPLEX | EXPANSION NAC CARD FOR EXP SIG | S41001266 | 145 | 6 | 0
4100-1271 SIMPLEX | REMOTE MASTER PHONE | S41001271 | 284 | 3 | 0
4100-1276 SIMPLEX | 8 RED PLUGGABLE LED MODULE | S41001276 | 100 | 20 | 0
4100-1279 SIMPLEX | 2" BLANK DISPLAY MODULE | S41001279 | 9 | 22 | 0
4100-1312 SIMPLEX | 50W AMP W/3 CLASS B NACS 25V | S41001312 | 915.9 | 28 | 8
4100-1313 SIMPLEX | 50W AMP W/3 CLASS B NACS 70V | S41001313 | 950 | 3 | 0
4100-1315 SIMPLEX | BACKUP 100W AMP - 120VAC 70V | S41001315 | 875.4735 | 2 | 0
4100-1326 SIMPLEX | DIGITALFLEX 50W AMP, 3NACS-25V | S41001326 | 942.235 | 2 | 6
4100-1327 SIMPLEX | DIGITALFLEX 50W AMP, 3NACS-70V | S41001327 | 795.15 | 0 | 0
4100-1329 SIMPLEX | DIG. 100W AMP,6NAC,120VAC,70V | S41001329 | 1141.584 | 4 | 0
4100-2300 SIMPLEX | EXPANSION BAY (PHASE 10 ONLY) | S41002300 | 285 | 4 | 0
4100-2302 SIMPLEX | 8 SLOT EXP BAY FILLER PANEL | S41002302 | 19 | 6 | 0
4100-3102 SIMPLEX | MAPNET II MODULE 127 POINTS | S4100-3102 | 445.5 | 0 | 41
4100-3103 SIMPLEX | MAPNET ISOLATOR MODULE | S41003103 | 526 | 4 | 0
4100-3105 SIMPLEX | IDNET MODULE 64 DEVICES | S41003105 | 0 | 1 | 0
4100-3109 SIMPLEX | IDNET2 250PT 2 LOOP MODULE | S41003109 | 227.7 | 13 | 0
4100-3110 SIMPLEX | IDNET2+2 250 POINT 4 LOOP MOD | S41003110 | 345 | 0 | 0
4100-3206 SIMPLEX | 8 POINT 3 AMP AUX RELAY MODULE | S41003206 | 178 | 4 | 0
4100-4321 SIMPLEX | 6 CIRCUIT CLASS B (STYLE Y)....SOLD WITH TWO ITEMS | S41004321 | 258 | 1 | 18
4100-5101 SIMPLEX | Expansion Power Supply (XPS) - 120VAC | S41005101 | 499.95 | 1 | 0
4100-5102 SIMPLEX | XPS POWER, 3 NACS, 220VAC | S41005102 | 667.9 | 7 | 0
4100-5111 SIMPLEX | System Power Supply , 3 NACS ,120V | S4100-5111 | 753.5 | 24 | 6
4100-5113 SIMPLEX | SPS POWER, 3 NACS, 220/240V | S41005113 | 875 | 1 | 0
4100-5115 SIMPLEX | XPS EXPANSION MODULE, 3 NACS | S41005115 | 175 | 2 | 0
4100-5116 SIMPLEX | EXPANSION AUDIO SIGNAL CARD | S41005116 | 222.25 | 9 | 0
4100-5120 SIMPLEX | TPS POWER, 3 CHANNELS, 120VAC | S41005120 | 880 | 9 | 0
4100-5125 SIMPLEX | Remote Power Supply, 3 NACS, 120V | S41005125 | 609.9 | 3 | 0
4100-5311 SIMPLEX | EPS+ POWER SUPPLY 120V | S41005311 | 775 | 1 | 2
4100-5325 SIMPLEX | EPS POWER SUPPLY 120V | S41005325 | 645 | 0 | 0
4100-6031 SIMPLEX | CITY MODULE W/DISCONNECT | S41006031 | 88 | 8 | 0
4100-6038 SIMPLEX | DUAL RS-232 IF CARD | S41006038 | 348 | 2 | 0
4100-6052 SIMPLEX | EVENT/POINT REPORTING DACT | S41006052 | 370 | 2 | 0
4100-6056 SIMPLEX | NETWORK MEDIA CARD WIRED | S41006056 | 102.5 | 22 | 0
4100-6057 SIMPLEX | NETWORK MEDIA CARD FIBER OPTIC | S41006057 | 378 | 4 | 0
4100-6065 SIMPLEX | 4100U/ES BMUX COMMS INTERFACE | S41006065 | 1300 | 2 | 0
4100-6066 SIMPLEX | TFX LOOP INTERFACE CARD | S41006066 | 399 | 9 | 18
4100-6069 SIMPLEX | BACPAC ETHERNET MODULE | S41006069 | 1330 | 2 | 0
4100-6072 SIMPLEX | SM FIBER MODEM LEFT PORT | S41006072 | 2150 | 3 | 0
4100-6073 SIMPLEX | SM FIBER MODEM RIGHT PORT | S41006073 | 2290.9 | 3 | 0
4100-6078 SIMPLEX | NETWORK IFC CARD, MODULAR | S41006078 | 302.9 | 8 | 0
4100-6080 SIMPLEX | SERIAL DACT SIDE MOUNT | S41006080 | 349.99 | 3 | 0
4100-6303 SIMPLEX | SIMPLEX 4120 MM-L DUPLEX FIBER MEDIA | S41006303 | 340.88 | 3 | 0
4100-7150 SIMPLEX | MASTER CONTROLLER UPGRADE BOARD | S4100-7150 | 893.2 | 3 | 0
4100-7153 SIMPLEX | 4100U/ES INFOALARM UI UPGRADE | S41007153 | 1085 | 1 | 0
4100-7158 SIMPLEX | 4100ES MSTR CTLR UPGD NO DSPLY | S41007158 | 715 | 23 | 4
4100-7401 SIMPLEX | 24 POINT I/O INTERFACE MODULE | S41007401 | 396 | 0 | 9
4100-8901 SIMPLEX | ADD-ON TO 4100 PANEL/SYS | S41008901 | 2.88 | 0 | 103
4100-9211 SIMPLEX | MASTER CONTROLLER 220/240V | S41009211 | 1985 | 1 | 1
4190-9803 SIMPLEX | REPLACEMENT PAPER ROLL QTY 1 | S41909803 | 20 | 0 | 25
4190-9831 SIMPLEX | SIMPLEX NTWK SYSTEM INTEGRATOR BEIGE | S41909831 | 1286.224 | 3 | 0
454-132 SIMPLEX | KEYSWITCH SPDT 0-4 VA MAX | S454132 | 29.9 | 44 | 0
4602-9101 SIMPLEX | LIFEALARM SERIAL ANNUN SCU | S46029101 | 275 | 1 | 0
4602-9102 SIMPLEX | LIFEALARM SERIAL ANNUN RCU | S4602-9102 | 396 | 0 | 0
4606-9101 SIMPLEX | REMOTE LCD ANNUNCIATOR | S46069101 | 399.6 | 1 | 13
4606-9102 SIMPLEX | Remote Annunciator for 4010ES Fire Alarm Control | S46069102 | 395.9 | 2 | 0
4606-9202 SIMPLEX | TOUCHSCREEN COLOR REMOTE LCD ANNUNCIATOR-RED (Compatible with 4007ES FACP) | S46069202 | 439.9 | 1 | 0
4606-9205 SIMPLEX | TOUCHSCREEN COLOR REMOTE LCD ANNUNCIATOR-PLATINUM (Compatible with 4007ES FACP) | S46069205 | 542.24 | 0 | 3
478-324 SIMPLEX | 1603 US EXTERNAL POWER SUPPLY | S478324 | 21.95 | 5 | 0
478-332 SIMPLEX | TRANSFORMER 120V 60HZ | S478332 | 58.2997 | 19 | 0
4901-9820 SIMPLEX | RED WALL, HORN 24VDC, TRUEALERT | S4901-9820 | 35.9 | 419 | 0
4901-9822 SIMPLEX | HORN 24VDC RED | S49019822 | 48.5 | 16 | 0
4903-9153 SIMPLEX | Speaker/Visible 24VDC 15CD Vertical Mt - Red | S4902-9153 | 98.45 | 36 | 0
4902-9716 SIMPLEX | (DISCONTINUED)SPEAKER 25V/70RMS RED TRUALE | S49029716 | 37.5 | 13 | 0
4902-9717 SIMPLEX | SPEAKER 25V/70VRMS WHITE TRUEA | S49029717 | 36 | 11 | 0
4902-9721 SIMPLEX | SPKR 25V/70VRMS WHT CEIL TRUEA | S4902-9721 | 34.9 | 22 | 0
4903-9148 SIMPLEX | Speaker/Visible 24VDC 30CD Horizontal Mt - Red | S49039148 | 87.5 | 24 | 0
4903-9149 SIMPLEX | Speaker/Visible 24VDC 110CD Horizontal Mt - Red | S49039149 | 88.9 | 3 | 0
4903-9150 SIMPLEX | SPEAKER/VISIBLE 24VDC 15CD HORIZONTAL MT- RED | S4903-9150 | 97.9 | 73 | 150
4903-9193 SIMPLEX | S/V 24VDC 15CD WHT HORIZ F/S | S4903-9193 | 97.9 | 52 | 0
4903-9196 SIMPLEX | TRUEALERT NON-ADDR 15CD RND SV | S49039196 | 89.5 | 7 | 0
4903-9197 SIMPLEX | TRUEALRT NON-ADD, 30CD, RND SV | S49039197 | 89 | 23 | 0
4903-9198 SIMPLEX | TRUEALRT, NON-ADD, 110CD, RND | S49039198 | 91 | 26 | 20
4903-9252 SIMPLEX | Audible/Visible 24 VDC 15CD Horizontal Mt - Red | S4903-9252 | 103.4 | 11 | 30
4903-9253 SIMPLEX | A/V 24VDC 30CD RED HORIZ F/S | S49039253 | 90.9 | 42 | 30
4903-9255 SIMPLEX | Audible/Visible 24 VDC 15CD Vertical Mt - Red | S49039255 | 104.33 | 2 | 0
4903-9254 SIMPLEX | A/V 24VDC 110CD RED HOR F/S | S490392554 | 101.9 | 26 | 53
4903-9357 SIMPLEX | SIMPLEX S/V 75CD RED 25/70V | S49039357 | 83.655 | 11 | 28
4903-9360 SIMPLEX | S/V 75CD WHITE 25/70V NONADDRE | S49039360 | 94 | 21 | 0
4903-9425 SIMPLEX | A/V 15CD RED STD NON-80009182 | S4903-9425 | 74.58 | 50 | 15
4903-9426 SIMPLEX | A/V 75CD RED STD NON-ADDRESSAB | S4903-9426 | 74.58 | 89 | 0
4903-9427 SIMPLEX | A/V 110CD RED STD NON-ADDRESSA | S4903-9427 | 74.58 | 78 | 70
4903-9431 SIMPLEX | A/V 15CD WHITE STD NON-ADDRESS | S49039431 | 73.8 | 1 | 0
4904-9137 SIMPLEX | (DISCONTINUED)RED WITH WHITE "FIRE" ON FRONT - VERTICAL MT | S49049137 | 0 | 0 | 0
4904-9168 SIMPLEX | V/O 15CD RED FREE-RUN NON-ADDR | S49049168 | 51.68 | 0 | 60
4904-9169 SIMPLEX | V/O 75CD RED FREE-RUN NON-ADDR | S49049169 | 48.5 | 55 | 0
4904-9170 SIMPLEX | V/O 110CD RED FREE-RUN NON-ADD | S49049170 | 47.5 | 36 | 0
4904-9174 SIMPLEX | V/O 24VDC 30CD RED VERT F/S | S49049174 | 50.9 | 67 | 0
4904-9175 SIMPLEX | V/O 24VDC 110CD RED VERT F/S | S49049175 | 52.9 | 30 | 0
4904-9176 SIMPLEX | V/O 24VDC 15CD RED VERT F/S | S49049176 | 58.81 | 0 | 50
4904-9178 SIMPLEX | V/O 24VDC 15CD RED HORIZ F/S | S49049178 | 54 | 44 | 90
4905-9815 SIMPLEX | Smart Sync Adaptor -566-411 | S4905-9815 | 86.9 | 19 | 10
4905-9816 SIMPLEX | TRUEALERT ADAPTER, ADDRESSABLE | S49059816 | 97.25 | 7 | 0
4905-9829 SIMPLEX | Weather Proof Back Box White AV or VO 1.5' Deep. | S49059829 | 22.5 | 23 | 0
4905-9838 SIMPLEX | SOUND DAMPER, QTY 20 PER PACK | S49059838 | 26.25 | 24 | 0
4905-9903 SIMPLEX | PLATE FOR 2975-9145 | S49059903 | 16.9 | 26 | 20
4905-9914 SIMPLEX | SYNC CUBE STYLE Y | S49059914 | 33.9 | 76 | 0
4905-9915 SIMPLEX | Trim Ring 1-1/2 " For A/V White | S4905-9915 | 49.5 | 29 | 0
4905-9929 SIMPLEX | ISOLATOR MODULE TRUEALERT | S49059929 | 113.34 | 39 | 3
4905-9931 SIMPLEX | BACK BOX ADAPTER PLATE QA | S49059931 | 16.9 | 42 | 20
4905-9937 SIMPLEX | A/V HORN SKIRT 1 1/2" RED QA | S49059937 | 7.9 | 326 | 30
4905-9938 SIMPLEX | SMART SYNC CONTROL MODULE | S49059938 | 44.9 | -2 | 140
4905-9939 SIMPLEX | A/V ADAPTER PLATE | S49059939 | 15.5 | 0 | 0
4905-9942 SIMPLEX | SPEAKER SKIRT 3 3/16" WHITE TA | S49059942 | 7.24 | 51 | 0
4905-9989 SIMPLEX | HORN/SPKR COVER, WHITE, TRUEAL | S49059989 | 5 | 0 | 500
4905-9992 SIMPLEX | V/O COVER,RED, TRUEALERT | S49059992 | 3.5 | 28 | 0
4905-9994 SIMPLEX | A/V COVER, RED, TRUEALERT | S49059994 | 5 | 24 | 0
4905-9996 SIMPLEX | S/V COVER, RED, TRUEALERT | S49059996 | 4.95 | 0 | 0
4905-9997 SIMPLEX | S/V COVER, WHITE, TRUEALERT | S49059997 | 4.75 | 0 | 15
4906-9102 SIMPLEX | V/O M-C NON-ADDRESS, RED CEIL | S4906-9102 | 45.2 | 11 | 39
4906-9103 SIMPLEX | V/O M-C Non-Addresable, White Wall | S4906-9103 | 45.77 | 20 | 30
4906-9104 SIMPLEX | V/O M-C NON-ADDRESS, WHT, CEIL | S4906-9104 | 47.04 | 1 | 110
4906-9105 SIMPLEX | V/O M-C NON-ADDRESS, RED, WALL, WEATHER PROOF | S4906-9105 | 67.1 | 4 | 0
4906-9108 SIMPLEX | ALERT MCVO NON-ADDR WALL RED | S49069108 | 40.5 | 37 | 0
4906-9109 SIMPLEX | HICD VO NON-ADDR WALL RED | S49069109 | 58 | 17 | 0
4906-9110 SIMPLEX | HICD VO NON-ADDR CEILING RED | S49069110 | 68 | 27 | 0
4906-9111 SIMPLEX | HICD VO NON-ADDR WALL WHITE | S49069111 | 58 | 19 | 0
4906-9112 SIMPLEX | HICD VO NON-ADDR CEILING WHITE | S49069112 | 69 | 20 | 0
4906-9127 SIMPLEX | A/V M-C NON-ADDRESS, RED, WALL | S4906-9127 | 58.65 | 218 | 0
4906-9128 SIMPLEX | A/V M-C NON-ADDRESS, RED CEIL | S4906-9128 | 76.84 | -8 | 105
4906-9129 SIMPLEX | A/V M-C, WHITE WALL MOUNT | S4906-9129 | 51.37 | 38 | 40
4906-9130 SIMPLEX | A/V M-C, WHITE CEILING MOUNT | S4906-9130 | 70.95 | 47 | 100
4906-9131 SIMPLEX | A/V M-C Red STROBE Signal Weather Proof, WALL MT | S4906-9131 | 77.55 | 139 | 110
4906-9132 SIMPLEX | A/V M-C White STROBE Signal Weather Proof, WALL MT | S4906-9132 | 81.4 | 55 | 0
4906-9139 SIMPLEX | HICD AV NON-ADDR WALL RED | S49069139 | 75 | 33 | 0
4906-9151 SIMPLEX | S/V M-C NON-ADDRESS, RED, WALL | S4906-9151 | 63.9 | 12 | 150
4906-9153 SIMPLEX | S/V MC WALL MOUNT, WHITE | S4906-9153 | 70.73 | 21 | 100
4906-9154 SIMPLEX | S/V MC NON-ADDR WHT CEIL UL | S4906-9154 | 80.3 | 45 | 0
4906-9202 SIMPLEX | MC TRUEALERT V/O CEILNG MT RED | S49069202 | 67 | 6 | 0
4906-9204 SIMPLEX | V/O M-C ADDRESSABLE WHITE CEILING MOUNT | S49069204 | 67.9 | 30 | 30
4906-9207 SIMPLEX | AMBER ALERT MCVO CEILING WHITE | S49069207 | 72.9 | 28 | 0
4906-9211 SIMPLEX | AMBER/CLEAR WHITE WALL MT VO | S49069211 | 154.642 | 20 | 0
4906-9230 SIMPLEX | MC TRUEALERT A/V CEILNG MT WHT | S49069230 | 86.9 | 20 | 60
4906-9251 SIMPLEX | M/C TRUEALERT S/V WALL MT, RED | S49069251 | 78.5 | 20 | 0
4906-9253 SIMPLEX | M/C TRUEALERT S/V WALL MT, WHITE | S4906-9253 | 78.5 | 18 | 0
4906-9254 SIMPLEX | S/V M-C ADDRESSABLE CEILING WHITE MOUNT W FIRE MARKINGS | S49069254 | 93.5 | 6 | 0
4906-9256 SIMPLEX | MC ADDRESS SV CEILNG WHT ALERT | S49069256 | 78.0945 | 49 | 30
49AO-WRF SIMPLEX | HORN M-C ADDRESSABLE WALL MOUNT W FIRE MARKINGS (RED)..REPLACES 4901-9850 | S49AOWRF | 45.5 | 129 | 40
49AO-WWF SIMPLEX | AO, WALL WHITE FIRE | S49AOWWF | 52.3211 | 43 | 30
49AV-WRF SIMPLEX | A/V M-C ADDRESSABLE WALL MOUNT W FIRE MARKINGS (RED)..REPLACES 4903-9450. 4903-9451,4903-9452 and 4906-9227 | S49AVWRF | 69.5 | 11 | 30
49AV-WRFO SIMPLEX | A/V M-C ADDRESSABLE WEATHERPROOF WALL MOUNT W FIRE MARKINGS (RED) | S49AVWRFO | 85.89 | 52 | 20
49AV-WWF SIMPLEX | ADDRESSABLE AUDIBLE/VISIBLE WALL | S49AVWWF | 74 | 36 | 0
49CMTV-WRF SIMPLEX | CONVENTIONAL MTV WALL RED FIRE | S49CMTVWRF | 80 | 15 | 0
49CMT-WRF SIMPLEX | CONVEN MT WALL RED FIRE | S49CMTWRF | 51.7533 | 11 | 0
49MTV-WRF SIMPLEX | RED, WALL MOUNT MULTI-TONE HORN STROBE | S49MTVWRF | 69.5 | 45 | 0
49MT-WRF SIMPLEX | RED, WALL MOUNT MULTI-TONE HORN | S49MTWRF | 44.9 | 30 | 0
49VO-APPLW SIMPLEX | VO APPLIANCE ONLY CEILING | S49VOAPPLW | 75.372 | 50 | 70
49VO-APPLW-O SIMPLEX | VO, APPLIANCE ONLY WALL WP | S49VOAPPLWO | 75.3885 | 16 | 20
49VOC-CWF SIMPLEX | VO COVER, CEILING WHITE FIRE | S49VOCCWF | 5.46 | 9 | 20
49VO-WRA-A SIMPLEX | VO, WALL RED ALERT AMBER..REPLACES : 4906-9205 | S49VOWRAA | 56.9 | 80 | 0
49VO-WRF SIMPLEX | VO, WALL RED FIRE..Replaces..4906-9201 ..4904-9350..4904-9351..4904-9352 | S49VOWRF | 67 | 50 | 38
49VO-WRFO SIMPLEX | VO, WALL RED FIRE WEATHERPROOF | S49VOWRFO | 81 | 34 | 8
49VO-WWA SIMPLEX | VO, WALL WHITE ALERT | S49VOWWA | 67 | 15 | 40
49VO-WWF SIMPLEX | VO, WALL WHITE FIRE..REPLACES: ..4904-9353..4904-9354..4904-9355..4903-9250 | S49VOWWF | 58 | 0 | 0
49VO-WWF-BA SIMPLEX | WALL MOUNT ADDRESSABLE MULTI-CANDELA STROBE..Intensity selectable as 15, 30, 75, 110, 135, or 185 cd ..WHITE | S49VOWWFBA | 61.5 | 135 | 0
49WPBB-AVVOWR SIMPLEX | WP BACK BOX AV OR VO WALL RED | S49WPBB-AVVOWR | 19.45 | 0 | 100
4W-B SYSTEM SENSOR | 4-wire Photoelectric i3 Smoke Detector | S4WB | 33.57 | 51 | 0
4WTA-B SYSTEM SENSOR | Photoelectric Smoke and Heat Detector / Sounder | S4WTAB | 43.79 | 18 | 0
4WTR-B SYSTEM SENSOR | 4-wire, photoelectric i3 smoke detector with thermal sensor and Form C relay. | S4WTRB | 44 | 35 | 0
5151 SYSTEM SENSOR | 100 SERIES PLUG-IN TERMINAL | S5151 | 23.09 | 16 | 0
5251RB SYSTEM SENSOR | Heat Sensor, ROR - Analog | S5251RB | 59 | 9 | 0
5603 SYSTEM SENSOR | 135°F FIXED TEMPERATURE | S5603 | 13.33 | 112 | 0
5604 SYSTEM SENSOR | 194 °F (90° C) fixed temperature. | S5604 | 11 | 76 | 0
5621 SYSTEM SENSOR | 135°F FIXED TEMPERATURE | S5621 | 24.45 | 123 | 0
5622 SYSTEM SENSOR | 194°F FIXED TEMPERATURE RATE OF RISE | S5622 | 20.13 | 1 | 0
5623 SYSTEM SENSOR | 135°F FIXED HEAT DETECTOR TEMP ONLY | S5623 | 20.13 | 7 | 0
5624 SYSTEM SENSOR | 194°F FIXED TEMPERATURE | S5624 | 21.57 | 74 | 0
562-727 SIMPLEX | 32PT MOTHER BOARD | S562727 | 73.219 | 7 | 0
562-729 SIMPLEX | LED/SWITCH CONTROLLER | S562729 | 210.99 | 1 | 0
562-731 SIMPLEX | 8 PT MONITOR CLASS B | S562731 | 290 | 10 | 0
562-814 SIMPLEX | 8 SW/8 LED MODULE | S562814 | 130.29 | 0 | 0
562-827 SIMPLEX | EXPANSION POWER SUPPLY | S562827 | 319 | 4 | 0
562-856 SIMPLEX | CLASS B MOTHER BOARD | S562856 | 54.9 | 15 | 10
562-907 SIMPLEX | AMPLIFIER BOARD ASSEMBLY | S562-907 | 294.8 | 31 | 30
562-936 SIMPLEX | 9DISCONTINUED, NO REPLACEMENT)MAPNET 2 | S562936 | 0 | 2 | 0
562-939 SIMPLEX | Class B Signal ZAM MAPNET II | S562939 | 64.9 | 8 | 0
562-974 SIMPLEX | MAPNET POWER SUPPLY BOARD | S562974 | 188.06 | 11 | 0
562-976 SIMPLEX | (DISCOUNTINUED)TRANSCEIVER CIRCUIT BOARD | S562976 | 0 | 0 | 0
565-028 SIMPLEX | 8AMP POWER SUPPLY BOARD 4100 | S565028 | 78.07 | 14 | 0
565-045 SIMPLEX | 4100 8 PT RELAY BD | S565045 | 129.71 | 0 | 10
565-079 SIMPLEX | 8AMP 100WATT POWER SUPPLY 4100 | S565079 | 105.83 | 3 | 0
565-087 SIMPLEX | PC BD 24PT I/O | S565087 | 290 | 21 | 4
565-158 SIMPLEX | MAPNET INSOLATOR BD | S565158 | 304.13 | 4 | 0
565-217 SIMPLEX | 4100 CLASS A RUI BD | S565217 | 154.3245 | 34 | 20
565-226 SIMPLEX | 4100 MONITOR/SECURITY BD | S565226 | 129.9 | 0 | 3
565-231 SIMPLEX | 4100 MONITOR SEC CLASS A | S565231 | 269 | 2 | 0
565-247 SIMPLEX | 4100 CONTROL BD FOR 740-802 | S565247 | 399.95 | 5 | 10
565-265 SIMPLEX | 4002 POWER SUPPLY | S565265 | 178.5 | 7 | 0
565-413 SIMPLEX | WIRED MEDIA MODULE | S565413 | 99.9 | 14 | 10
565-452 SIMPLEX | SIG CARD 6Z CLASS A PCA 4100 | S565452 | 195.5 | 1 | 0
565-453 SIMPLEX | (disc.)SIG CARD 6Z CLASS B PCA 4100 | S565453 | 129.26 | 20 | 10
565-473 SIMPLEX | 4 Circuit IDC Card | S565-473 | 62.7 | 23 | 0
565-477 SIMPLEX | 4005 4-Point NAC/Relay | S565-477 | 119.9 | 17 | 0
565-554 SIMPLEX | 4005 8 PT I/O ASSY | S565554 | 193.8 | 3 | 0
565-637 SIMPLEX | 4098-9681 DUCT BD | S565637 | 33.4 | 9 | 0
565-654 SIMPLEX | 4098-9751,9753 SENSOR W/RELAY | S565654 | 35 | 30 | 20
565-792 SIMPLEX | 4010 EXPANSION PWR SUPPLY PCA | S565792 | 306.02 | 9 | 3
562-812 SIMPLEX | POWER CHARGER ASSEMBLY | S565812 | 194.9 | 1 | 0
565-831 SIMPLEX | 4098 2WIRE DUCT SENSOR PC BD A | S565831 | 38.97 | 15 | 0
565-905 SIMPLEX | 4098 4WIRE DUCT DETECTOR PC BD | S565905 | 34.068 | 5 | 9
565-925 SIMPLEX | REPLACEMENT PC BOARD FOR 4 WIRE DUCT SENSOR (4098-9756) | S565-925 | 55.9 | 17 | 0
565-964 SIMPLEX | 2 WIRE DUCT W/RELAY DRIVE | S565964 | 39 | 45 | 0
566-060 SIMPLEX | 4100U/ES LED/SW CONTROL BD | S566060 | 101.9702 | 19 | 0
566-075 SIMPLEX | 4100U/ES EXT POWER SUPPLY BD | S566075 | 235.9 | 3 | 0
566-246 SIMPLEX | 4100U/ES PDM BD | S566246 | 65.65 | 24 | 0
566-252 SIMPLEX | 4005 Power Supply | S566-252 | 490 | 5 | 0
566-277 SIMPLEX | 4100U/ES REMOTE PS BD | S566277 | 310 | 3 | 0
566-284 SIMPLEX | 4100U/ES 2/40 IFC BD | S566284 | 95.271 | 34 | 20
566-320 SIMPLEX | 4100U/ES BATTERY CHARGER BD | S566320 | 293 | 4 | 0
566-750 SIMPLEX | (DISCONTINUED)4020 MAPNET TRANSCEIVER BD | S566750 | 485.9 | 0 | 0
566-758 SIMPLEX | (DISCONTINUED)ASSY-UPC STANDARD SLAVE-4020 | S566758 | 430 | 0 | 0
566-826 SIMPLEX | DISCONTINUED | S566826 | 287.9 | 0 | 0
605-208 SIMPLEX | 1403-HORIZONTAL SHIFT ASSY | S605208 | 488.7 | 4 | 0
610-297 SIMPLEX | 1404 PURPLE RIBBON | S610297 | 16.632 | 28 | 0
6261-006 EDWARDS | Air Sampling tube - 78 inch Long | S6261006 | 10.4 | 18 | 40
6261-010 EDWARDS | Air Sampling Tube - 120 inch Long | S6261010 | 14.21 | 51 | 0
631-033 SIMPLEX | OLD STYLE DUCT DET COVER | S631033 | 42.44 | 149 | 0
6310-9075 SIMPLEX | IMP 12" RND SUR/SF 24VDC BLK | S63109075 | 522.53 | 2 | 0
6310-9231A SIMPLEX | CLK/SW 12"RND SF 120/60 3WBLK | S63109231 | 265 | 5 | 10
631-114 SIMPLEX | 4098-9826 BAFFLE | S631114 | 25 | 0 | 0
6311-9502 SIMPLEX | MSTR CTL FOR 6311 TIMER | S63119502 | 88 | 0 | 0
6334-9144 SIMPLEX | 4" BLUE 6 DIGIT LED CLOCK 120V | S63349144 | 951.09 | 30 | 14
6334-9802 SIMPLEX | GANG BOX ADAPTER PLT | S63349802 | 7.75 | 74 | 0
6334-9803 SIMPLEX | ADAPTER HARNESS 120 VAC | S63349803 | 15.13 | 34 | 0
636-394 SIMPLEX | Master Control Keyboard | S636394 | 34.9 | 8 | 0
636-409 SIMPLEX |  | S636409 | 42.9 | 5 | 0
636-820 SIMPLEX | 4010 KEYBOARD | S636820 | 20 | 21 | 0
650-759 SIMPLEX | RUI+, CPU MOTHERBOARD | S650759 | 167.348 | 4 | 0
677-201 SIMPLEX | 4098 BASE W/O RELAY | S677201 | 42 | 7 | 0
677-202 SIMPLEX | 4098 BASE W/RELAY | S677202 | 44 | 31 | 0
733-660 SIMPLEX | 4100 HARNESS UT | S733660 | 13 | 9 | 0
733-794 SIMPLEX | SIMPLEX PROGRAMMING DOWNLOAD CABLE | S733794 | 20.37 | 86 | 0
733-868 SIMPLEX | 4098 DUCT HARNESS | S733868 | 9 | 40 | 0
733-875 SIMPLEX | CABLE ASSEMBLY CITY CIRCUIT | S733-875 | 13.9 | 26 | 0
733-882 SIMPLEX | 4005 EXPANSION PWR SPLY HARN | S733882 | 6.85 | 45 | 0
734-008 SIMPLEX | PDI PWR/COM HARNESS | S734008 | 7.616 | 19 | 0
740-792 SIMPLEX | (DISCONTINUED)CPU HARNESS RETROFIT KIT | S740792 | 98.66 | 11 | 0
742-342 SIMPLEX | 4100U/ES SPS BD 120V | S742-342 | 442.75 | 1 | 0
742-346 SIMPLEX | NAC EXTENDER BOARD | S742-346 | 384.1 | 56 | 15
742-351 SIMPLEX | POWER DISTRIBUTION BOARD PDI | S742-351 | 124.32 | 11 | 10
742-406 SIMPLEX | 4009T SYSTEM KIT MAIN CPU | S742406 | 575 | 10 | 45
742-516 SIMPLEX | (DISCONTINUED)4100U/ES CPU MOTHERBOARD | S742516 | 173 | 0 | 0
742-590 SIMPLEX | 4100U/ES 2X40 IFC DOOR ASSY | S742590 | 430 | 5 | 4
8565-180 SIMPLEX | (DISCONTINUED)SIGNAL FIRE ALARM PULL STATION | S8565180 | 680 | 7 | 0
8565-256 SIMPLEX | (DISCOUNTINUED)4020 UPS CONTROL BOARD | S8565-256 | 481.6 | 0 | 0
8565-479 SIMPLEX | 4005 POWER SUPPLY ASSY | S8565479 | 800 | 3 | 0
8565-802 SIMPLEX | 4010 24PT I/O PC BD | S8565802 | 299 | 0 | 0
8566-071 SIMPLEX | 4100U SPS BD | S8566071 | 330 | 8 | 0
8566-719 SIMPLEX | 4100ES MASTER CONTROLLER BD | S8566719 | 621 | 0 | 0
8636-341 SIMPLEX | (DISCONTINUED)4020 GOLD WING POWER SUPPLY | S8636341 | 640 | 0 | 0
8650-440 SIMPLEX | 4010ES CPU BOARD AND 2X40 LCD | S8650440 | 704.9 | 7 | 0
8740-802 SIMPLEX | Power Supply Assembly (-6005) | S8740802 | 980 | 6 | 14
8743-581 SIMPLEX | 4008 ELECTONIC BAY ASSEMBLY | S8743581 | 720 | 2 | 0
A77-01-02 SYSTEM SENSOR | Replacement terminal block kit for WFD series waterflow detectors. | SA770102 | 27.89 | 12 | 0
A77-716B SYSTEM SENSOR | System Sensor EOLR-1 SPST N/O Relay..Model EOLR-1 is an epoxy encapsulated, single-pole single-throw,..normally open relay that can be used as an end of line device in fire..alarm systems, e.g. to supervise power supplies. | SA77716B | 26 | 0 | 0
AD2-P SIEMENS | Duct Smoke Detector | SAD2P | 125 | 0 | 0
ADBH-11 SIEMENS | (DISC.)Siemens ADBH-11 Audible Fire Detector Mounting Base | SADBH11 | 130.5 | 0 | 0
ADBX-11 SIEMENS | Audible Base for FP-11 | SADBX11 | 147.14 | 1 | 30
AH-R-WP SIEMENS | AH Horn Red Weatherproof | SAHRWP | 28.9 | 29 | 0
AS-75-R-WP SIEMENS | AS HORN 75CD RED WEATHERPROOF | SAS75RWP | 66.8 | 20 | 0
AS-MC-R SIEMENS | AS horn, multi candela, red | SASMCR | 63.85 | 13 | 0
ASWP-2475C-FR SIMPLEX | HN STR,CEIL,WP,24VDC,3DB,75CD, | SASWP2475CFR | 99.9 | 5 | 0
B200S SYSTEM SENSOR | Addressable, Synchronizable, Intelligent Sounder base designed for new and existing dwelling unit applications. | SB200S | 49.546 | 54 | 0
B200S-LF SYSTEM SENSOR | Low Frequency (520 Hz) Intelligent, Syncronizable, Sounder Base designed for new and existing dwelling unit applications. | SB200SLF | 79.51 | 99 | 0
BEAM1224A SYSTEM SENSOR | Are four wire conventional reflected beam smoke detectors. They are uniquely suited for protecting open areas with high ceilings where spot-type smoke detectors are difficult to install and maintain. USED IN CANADA | SBEAM1224A | 497 | 0 | 0
BEAM1224S SYSTEM SENSOR | Same as BEAM1224 with Built-in Sensitivity Test Filter. | SBEAM1224S | 592.94 | 5 | 0
S-BRAVO-PU SIMPLEX |  | S-BRAVO-PU | 0 | 0 | 0
CHRL SYSTEM SENSOR | L-Series, red, wall-mountable, chime that is unmarked. | SCHRL | 25.494 | 27 | 0
CO1224T SYSTEM SENSOR | Carbon Monoxide Detector W/Test – Wall Mt | SCO1224T | 57 | 0 | 100
CO1224TR SYSTEM SENSOR | Carbon Monoxide Detector W/Test – Ceiling Mt | SCO1224TR | 59.5 | 87 | 0
CRC-6 500-033250 SIEMENS | Fire Alarm Control Relay Card | SCRC6 | 350 | 4 | 0
CRM-4 500-890401 SIEMENS | CRM-4 CONT RELAY MODULE | SCRM4 | 300 | 0 | 0
CZM-4 SIEMENS | CONVENTIONAL ZONE MOD (4 ZONES) | SCZM4 | 0 | 0 | 0
D4120 SYSTEM SENSOR | InnovairFlex 4-wire conventional photoelectric duct detector, includes 2D51 detector. | SD4120 | 117 | 1 | 100
DB-11 SIEMENS | Low Profile Surface Mount Detector Base | SDB11 | 7.9 | 180 | 1000
DB-3S SIEMENS | SERIES-3 BASE | SDB3S | 11 | 49 | 0
DB-ADPT SIEMENS | The Siemens DB-ADOPT Detector/Base Adapter interfaces Series 11 detectors with preciously installed DB-3S bases. For Series 3 air duct detector models AD-3P, AD-3ILP, and SA-3P, use Series 11 Dutch Update Kit AD-11UK, which contains both the DB-ADPT an... | SDBADPT | 23.5 | 24 | 0
DB-X11RS SIEMENS | SERIES-11 MOUNTING BASE WITH RELAY FOR ML | SDBX11RS | 54.781 | 10 | 0
DB-X3RS SIEMENS | SERIES-3 MOUNTING BASE WITH RELAY | SDBX3RS | 56.826 | 15 | 0
DCT-1E SIEMENS | 5 CHANNEL DIALER WITH ENCLOSURE | SDCT1E | 304.332 | 1 | 0
DH24120SPC SIMPLEX | DR HLDR,SURF MNT,CHRM | SDH24120SPC | 78 | 14 | 0
DI-3 SIEMENS | Ionization Smoke Detector | SDI3 | 0 | 0 | 0
DMK-11 SIEMENS | DMK-11 DETECTOR MAINT. KIT FOR HFP-11, HFPO-11, FP-11 | SDMK11 | 10 | 0 | 50
DNR SYSTEM SENSOR | DUCT SMOKE DETECTOR HOUSING | SDNR | 68 | 101 | 0
DNRW SYSTEM SENSOR | InnovairFlex duct detector, non-relay, does not include head, watertight | SDNRW | 128 | 15 | 0
DPU SIEMENS | Device Programmer/Loop Tester | SDPU | 800 | 1 | 0
DPU-C1 SIEMENS | DPU Carrying Case | SDPUC1 | 114.9696 | 7 | 0
DSC SIEMENS | DUAL SYNC CONTROL MODULE | SDSC | 79.75 | 2 | 0
DST-10 SYSTEM SENSOR | 10' METAL SAMPLING TUBE DUCT | SDST10 | 25.9 | 30 | 0
DST-1.5 SYSTEM SENSOR | 1.5' DUCT DETECTOR SAMPLING TUBE | SDST15 | 9.9 | 56 | 0
DST-3 SYSTEM SENSOR | STEEL SAMPLING TUBE 3' | SDST-3 | 10.75 | 93 | 0
DST-5 SYSTEM SENSOR | STEEL SAMPLING TUBE 5' | SDST5 | 14.25 | 5 | 0
EN-PAD SIEMENS | BLACK ENCLOSURE FOR PAD-3....COMBINE WITH PAD-3-MB TO FORM PAD-3 | SENPAD | 108.94 | 25 | 0
EOLR-1 SYSTEM SENSOR | SPST relay, ULC approved as an end of line relay to supervise power supplies. | SEOLR1 | 13.63 | 2 | 0
EPS40-2 SYSTEM SENSOR | Pressure Switch, Includes Two SPDT Switch | SEPS402 | 83.104 | 18 | 0
F110 SYSTEM SENSOR | Retrofit flange for BX-501 base; converts classic high profile to low profile base. | SF110 | 6.5 | 135 | 0
F-A3384-000 SYSTEM SENSOR | Air filter aspirating detector | SFA3384000 | 87 | 0 | 0
FC901-U3 SIEMENS | 50 Pt Electronic Kit - Main Board - 170W PS | SFC901U3 | 683.24 | 2 | 0
FDBZ492 SIEMENS | Duct Housing - 2 Wire without relay | SFDBZ492 | 99.344 | 7 | 30
FDBZ492-HR SIEMENS | DUCT HOUSING - 2 WIRE WITH RELAY FOR ADDRESSABLE SYSTEMS | SFDBZ492HR | 125 | 2 | 0
FDBZ492-R SIEMENS | DUCT HOUSING - 2 WIRE WITH RELAY FOR CONVENTIONAL SYSTEMS | SFDBZ492R | 111.51 | 13 | 0
FP-11 SIEMENS (REFURBISHED) | REFURBISHED - UNDER WARRANTY AND WORKING CONDITION....Two-Wire, Heat and Photo Detector ,WORKS W/XLS & MXL series control panels | SFP11 | 150 | 0 | 0
FP-11 SIEMENS | (DISC. USE SIEMENS OP921)Two-Wire, Heat and Photo Detector ,WORKS W/XLS & MXL series control panels | SFP11N | 278.6 | 45 | 0
FPT-11 500-095918 SIEMENS | (DISC. USE SIEMENS HI921)INTELLIGENT THERMAL DETECTOR | SFPT11 | 260.62 | 3 | 25
GSA4098-9792 SIMPLEX | SSD SENSOR BASE GSA | SGSA40989792 | 24.5 | 0 | 0
HCP 500-034860 SIEMENS | Intelligent Control Point | SHCP | 137.85 | 0 | 0
HFP-11 500-033290 SIEMENS | (DISC. USE SIEMENS OP921)Intelligent Heat & Photoelectric Smoke Detector | SHFP11 | 215.46 | 75 | 500
HI921 SIEMENS | Heat detector (static + RoR) ( Local )(REPLACEMENT FOR FPT-11) | SHI921 | 37.5 | 0 | 0
HMS-D 500-033400 SIEMENS | MANUAL PULL STATION, ADDRESSABLE, DUAL ACTION | SHMSD | 99.12 | 38 | 0
HMS-S 500-033200 SIEMENS | MANUAL PULL STATION, ADDRESSABLE, SINGLE ACTION | SHMS-S | 90 | -1 | 0
HFPT-11 500-033380 SIEMENS | (DISC. USE SIEMENS OH921)INTELLIGENT THERMAL DETECTOR | SHPFT11 | 102 | 55 | 0
HR-LF SYSTEM SENSOR | LOW FREQUENCY SOUNDER, RED | SHRLF | 42 | 0 | 0
HS-MC-R SIEMENS | HS HORN RED | SHSR | 79.86 | 9 | 50
HTRI-M 500-034000 SIEMENS | SINGLE INTERFACE MODULE, 2 WIRES, WORKS W/ XLS/FS-250 PANELS | SHTRIM | 40 | 7 | 0
HTRI-R 500-033300 SIEMENS | SINGLE INPUT MODULE, W/ RELAY | SHTRIR | 62 | 35 | 0
HTRI-S SIEMENS | SINGLE INPUT MODULE | SHTRIS | 75 | 0 | 0
IDP-CONTROL SILENT KNIGHT |  | SIDPCONTROL | 71.2 | 0 | 0
IDP-FIRE-CO SILENT KNIGHT | ADDRESSABLE FIRE & CO DETECTOR | SIDPFIRECO | 165.16 | 29 | 25
IDP-HEAT-HT SILENT KNIGHT | Heat detector | SIDPHEATHT | 61.15 | 0 | 0
IDP-MONITOR SILENT KNIGHT | Compact Addressable Monitor Module, Class A & B Wiring, Color: Ivory | SIDPMONITOR | 58 | 16 | 0
IDP-MONITOR-2 SILENT KNIGHT |  | SIDPMONITOR2 | 94.23 | 42 | 0
IDP-PHOTO-IV SILENT KNIGHT | The IDP-Photo is a photoelectric smoke detector and the IDP-Photo-T is a photoelectric smoke detector with thermal. | SIDPPHOTOIV | 69.216 | 0 | 0
ILED-HC SIEMENS | Ceiling Firefinder XLS Intelligent Remote Alarm Lamp | SILEDHC | 24.9 | 0 | 0
ILP-1 SIEMENS | PHOTOELECTRIC SMOKE DETECTOR | SILP1 | 260 | 0 | 0
2099-9803 SIMPLEX | BREAKGLASS | SIM20999803 | 2.53 | 591 | 200
454-101 SIMPLEX | KEY FOR SWITCH - | SIM454101 | 2 | 236 | 0
630-201 SIMPLEX | PULL STATION ROD | SIM630201 | 2 | 377 | 0
IDP-MONITOR-10 SILENT KNIGHT | Ten Input Monitor Module | SKIDPMONITOR10 | 393.08 | 24 | 0
IDP-PHOTO SILENT KNIGHT | (DISC. USE IDP-PHOTO-W or IDP-PHOTO-IV)The IDP-Photo is a photoelectric smoke detector and the IDP-Photo-T is a photoelectric smoke detector with thermal. | SKIDPPHOTO | 50 | 0 | 0
IDP-Pull-DA Silent Knight |  | SKIDPPULLDA | 92.876 | 24 | 0
IDP-RELAY SILENT KNIGHT | ADDRESSABLE RELAY MODULE | SKIDPRELAY | 71.02 | 0 | 0
IFP-1000 SILENT KNIGHT | This is the Replacement Board for the Silent Knight Farenhyt IFP-1000 Intelligent Fire Alarm Control Panel. New style boards have a USB port and Serial port for programming. | SKIFP1000 | 0 | 27 | 0
SK-RELAY-6 SILENT KNIGHT | Intelligent Six Relay Control Module | SKSKRELAY6 | 367 | 0 | 0
LENS-R SYSTEM SENSOR | Wall Strobe Lens Attachment, Red | SLENSR | 7.2 | 8 | 0
LIM-1 SIEMENS | Line Isolator Module | SLIM1 | 168 | 7 | 0
MH-W SIEMENS | MINI HORN WHITE | SMHW | 17.75 | 0 | 60
MRI-2251B SECUTRON | Low profile intelligent photoelectric sensor plug in. Requires a low profile 200 series base | SMRI2251B | 55.44 | 0 | 0
MRI-M500R SECUTRON | Intelligent Relay Output Module | SMRI500R | 61.6 | 1 | 0
MRI-5251B SECUTRON | Low Profile Intelligent Thermal Sensor FT 135F Plug in. Requires a Low Profile 200 Series Base. | SMRI5251B | 44.24 | 0 | 0
MRI-M500M SECUTRON | Intelligent Monitor Module | SMRIM500M | 49.84 | 0 | 3
MSI-10B 500-893080 SIEMENS | PULL STATION, SINGLE ACTION , ADDRESSABLE | SMSI10B | 260 | 4 | 0
MSI-20B SIEMENS | INTELLIGENT MANUAL STATION, DOUBLE ACTION | SMSI20B | 408.99 | 20 | 5
SIEMENS MSM-K-WP | MANUAL METAL WEATHERPROOF PULL STATION WITH KEY | SMSMKWP | 159 | 10 | 0
OH121 SIEMENS | Conventional Optical/Heat combined | SOH121 | 36.88 | 140 | 0
ABHHW-4S | MULTI-CRITERIA INTELLIGENT FIRE DETECTOR | SOH921 | 42 | 0 | 50
OOH941 SIEMENS | Dual Optical / Heat Detector | SOOH941 | 100 | 14 | 0
OP121 SIEMENS | Conventional Optical Detector | SOP121 | 35 | 84 | 0
OP921 SIEMENS | ADDRESSABLE SMOKE DETECTOR(REPLACEMENT FOR HFP-11) | SOP921 | 40.5 | 15 | 0
OSY2 SYSTEM SENSOR | Outside Screw and Yoke valve supervisory switch | SOSY2 | 66.75 | 27 | 0
P2R SYSTEM SENSOR | Horn/Strobes - Wall Mount UL....Discontinued and replaced by the P2RL | SP2R | 46.5 | 0 | 0
P2RHK SYSTEM SENSOR | HORN/STROBE HI-CANDELA WEATHERPROOF | SP2RHK | 76.7339 | 23 | 0
P2RH-LF SYSTEM SENSOR | LOW FREQUENCY SOUNDER STR RED | SP2RHLF | 70 | 15 | 0
P2RK SYSTEM SENSOR | Horn/Strobe, 12/24 Volt, Red, Multi-Candela 15,15/75,30, 75,110,115 cd, Outdoor, Includes backbox | SP2RK | 53.29 | 35 | 20
P2RL SYSTEM SENSOR | (Replaces P2R) ..L-Series, red, wall-mountable, clear lens, 2-wire, horn strobe marked "FIRE". Selectable strobe settings: 15, 30, 75, 95, 110, 135, and 185 cd | SP2RL | 42.88 | 41 | 60
P4R SYSTEM SENSOR | (DISC. USE P4RL)4 Wire Horn/Strobe Standard Candela Red | SP4R | 44.55 | 20 | 0
P4RH SYSTEM SENSOR | 4 Wire Horn/Strobe Hi Candela Red | SP4RH | 48.98 | 0 | 0
P4RK SYSTEM SENSOR | 4 Wire Horn/Strobe STD Candela Red | SP4RK | 61.41 | 27 | 0
P4RL | REPLACMENT P4R | SP4RL | 57.9908 | 49 | 0
PAD-3 MB SIEMENS | PAD-3-MB AUXILIARY PWR SUP PCB....COMBINE WITH EN-PAD TO FORM PAD-3 | SPAD3 | 478 | 1 | 0
PAD-3 SIEMENS | P/S NAC EXT 6 AMPS | SPAD3 | 715.52 | 0 | 0
PC2475W SYSTEM SENSOR | (DISCONTINUED)Fire Alarm White Ceiling Mount Horn | SPC2475W | 36 | 0 | 0
PC2RL SYSTEM SENSOR | S/S HORN/STROBE 2W RED..CEILING | SPC2RL | 47.39 | 34 | 0
PC2WL SYSTEM SENSOR | L-Series, white, ceiling-mountable, clear lens, 2-wire, horn strobe marked "FIRE". Selectable strobe settings: 15, 30, 75, 95, 115, 150 and 177 cd | SPC2WL | 43 | 0 | 0
PR-1 SYSTEM SENSOR | DPDT Relay, c/w activation LED | SPR1 | 13.35 | 7 | 0
PR-2 SYSTEM SENSOR | DPDT relay, c/w activation LED | SPR2 | 15.16 | 5 | 0
PS-35 SIEMENS | (DISCOUNTINUED)POWER SUPPLY 24VDC-120VAC,....10 AMP | SPS35 | 800 | 0 | 0
R-10E SYSTEM SENSOR | SINGLE RELAY | SR10E | 22 | 65 | 0
RA-100 SILENT KNIGHT | Remote Annunciator | SRA100 | 415.8 | 0 | 0
RL-HC SIEMENS | REMOTE LAMP-CEILING | SRLHC | 20.13 | 12 | 0
RL-HW SIEMENS | REMOTE LAMP-WALL | SRLHW | 19 | 11 | 0
RSSP-24MCW-FR WHEELOCK | STROBE 24 DC 15/30/75/110CD..WALL RED | SRSSP24MCWFR | 46.4 | 2 | 0
2WT-B SYSTEM SENSOR | Photo Detector, 2-wire, 12/24 Vdc, Photo Thermal. | SS2WTB | 33.82 | 41 | 0
4WT-B SYSTEM SENSOR | Photo Detector, 4-wire, 12/24 Vdc, Photo Thermal. | SS4WTB | 36 | 30 | 0
S5439-B23-A1 SIEMENS |  | SS5439B23A1 | 0 | 0 | 0
APB200 SYSTEM SENSOR | AP SERIES INTELLIGENT SOUNDER BASE | SSAPB200 | 68.1 | 10 | 0
SA-WBB SYSTEM SENSOR | WEATHER PROOF BACK BOX- WALL | SSAWBB | 16.1 | 38 | 0
B200SR-LF SYSTEM SENSOR | Notifier, Low Frequency Intelligent, programmable sounder base. Produces a fundamental frequency of 520 Hz +/-..10% with a square wave or its equivalent; designed to meet the NFPA 72 sleeping space requirement. Intended for..retrofit applications. | SSB200SRLF | 86.35 | 44 | 0
SBBCRL SYSTEM SENSOR | L-Series, red, ceiling surface-mountable back box. | SSBBCRL | 19 | 20 | 0
SBBR SYSTEM SENSOR | (DISCONTINUED, PLEASE USE SBBRL)Indoor Surface Mount Back Box, Red | SSBBR | 9.5 | 1 | 0
SBBSPR SYSTEM SENSOR | Red,Surf.Wall.Mount Back Box | SSBBSPR | 14.9 | 28 | 0
BEAM1224 SYSTEM SENSOR | Projected Beam Smoke Detector, Single-ended Reflected Type, Includes..Trouble Relay, Transmitter/Receiver in One Unit. | SSBEAM1224 | 470 | 4 | 0
SCRK SYSTEM SENSOR | red, ceiling-mount, outdoor strobe with selectable strobe settings of 15, 15/75, 30, 75, 95, 110 and 115 cd. | SSCRK | 41.36 | 24 | 0
SCRL SYSTEM SENSOR | L-Series, red, ceiling-mountable, clear lens, strobe marked "FIRE". Selectable strobe settings: 15, 30, 75, 95, 115, 150, and 177 cd. | SSCRL | 40.45 | 36 | 0
SCWL SYSTEM SENSOR | white, ceiling-mount strobe with selectable strobe settings | SSCWL | 36.23 | 6 | 0
SD500-LED SIELNT KNIGHT | LED DRIVER MODULE FOR SLC LOOP | SSD500LED | 369.75 | 3 | 0
SEC-W SIEMENS | WHITE CEILING SE SPEAKER | SSECW | 27.398 | 0 | 50
SEF-MC-R SIEMENS | E SPEAKER FLUSH MULTI CANDELA RED | SSEFMCR | 78.904 | 26 | 0
SEF-MC-W SIEMENS | Fire Alarm Speaker Strobe Multi-candela | SSEFMCW | 79.1 | 3 | 0
SE-MC-R SIEMENS | SE Speaker / Speaker-Strobe: Multi-Candela, Red | SSEMCR | 75 | 6 | 0
SE-MC-W SIEMENS | E SPEAKER MULTI CANDELA WHITE | SSEMCW | 70.503 | 12 | 50
SET-CW SIEMENS | SET Series: Ceiling Speaker, White | SSETCW | 41.25 | 14 | 0
SET-MC-CW SIEMENS | ET MULTI-CANDELA WHITE CEILING | SSETMCCW | 94 | 31 | 0
SET-MC-R 500-636051 SIEMENS | ET multi-candela red | SSETMCR | 93.72 | 39 | 0
SE-W SIEMENS | Fire Alarm White Speakers | SSEW | 28.5 | 9 | 0
SK-DUCT SILENT KNIGHT | DUCT DETECTOR, WITH PHOTO AND NO RELAY | SSKDUCT | 155 | 0 | 0
SK-MONITOR SILENT KNIGHT | The SK-MONITOR is an addressable monitor module that acts as an interface to dry contact devices such as waterflow switches and conventional pull stations... | SSKMONITOR | 0 | 1 | 0
SK-MONITOR-2 SILENT KNIGHT |  | SSKMONITOR2 | 81.1492 | 3 | 0
SK-RELAY SILENT KNIGHT | RELAY MODULE | SSKRELAY | 65.25 | 23 | 0
M501M SYSTEM SENSOR | Mini Monitor Module | SSM501M | 44 | 39 | 0
SPCWL SYSTEM SENSOR | L-Series, white, ceiling-mountable, high fidelity, speaker. | SSPCWL | 26.08 | 29 | 0
SPRK SYSTEM SENSOR | red, outdoor speaker for wall installation. | SSPRK | 48.55 | 23 | 0
SPRL SYSTEM SENSOR | L-Series, red, wall-mountable, high fidelity, speaker. | SSPRL | 25.9 | 40 | 0
SPSCRL SYSTEM SENSOR | L-Series, red, ceiling-mountable, clear lens, speaker strobe marked "FIRE". Selectable strobe settings: 15, 30, 75, 95, 115, 150, and 177 cd. | SSPSCRL | 69.622 | 22 | 0
SPSCWK SYSTEM SENSOR | CEILING MT SPKR/STROBE ..WATERPROOF.. | SSPSCWK | 87 | 10 | 0
SPSCWL SYSTEM SENSOR | SPSCWL SYSTEM SENSOR | SSPSCWL | 59.01 | 35 | 0
SPSR SYSTEM SENSOR | (DISCONTINUED USE SPSRL)RED, SPEAKER STROBE, WALLMOUNT | SSPSR | 59.9 | 0 | 0
SPSRK SYSTEM SENSOR | red, outdoor speaker strobe for wall installations with selectable strobe settings of 15, 15/75, 30, 75, 95, 110 and 115 cd. | SSPSRK | 82.08 | 36 | 0
SPSRL SYSTEM SENSOR | S/S SPEAKER STROBE RED WALL | SSPSRL | 40 | 11 | 0
SPSWL SYSTEM SENSOR | L-Series, white, wall-mountable, clear lens, speaker strobe marked "FIRE" | SSPSWL | 55.77 | 19 | 0
SR SYSTEM SENSOR | (DISCONTINUED USE SRL)RED, STROBE, WALLMOUNT | SSR | 27.3 | 0 | 0
SRK SYSTEM SENSOR | STROBE, SELECTABLE, WEATHERPROOF | SSRK | 41.88 | 9 | 0
SRL SYSTEM SENSOR | STROBE ONLY/ WALL MNT/RED | SSRL | 30.13 | 1 | 0
SRL-P SYSTEM SENSOR | The SpectrAlert Advance SR is a red strobe with selectable strobe settings of 15, 15/75, 30, 75, 95, 110 and 115 cd. | SSRLP | 31.08 | 30 | 0
SBBRL SYSTEM SENSOR | Indoor Surface Mount Back Box, Red | SSSBBRL | 12.3 | 116 | 0
SBBSPRL SYSTEM SENSOR | L-Series, red, wall surface-mountable back box for speakers and speaker strobes. | SSSBBSPRL | 15.45 | 19 | 0
ST-50 SIEMENS | 5 FT SAMPLING TUBE | SST50 | 24.95 | 10 | 0
ST-HMC-R-WP SIEMENS | STROBE HI MULTI CANDELA WALL RED | SSTHMCRWP | 70.151 | 16 | 0
STI-1100 STI | Stopper II with Horn (9V battery) - for Flush Stations | SSTI1100 | 65.3515 | 11 | 0
SWL SYSTEM SENSOR | L-Series, white, wall-mountable, clear lens, strobe marked "FIRE". Selectable strobe settings: 15, 30, 75, 95, 110, 135, and 185 cd. | SSWL | 32.5 | 42 | 0
TRI-B6M 500-894546 SIEMENS | (DISCONTINUED)SINGLE INTERFACE MODULE, 2 WIRES, WORKS W/ XLS AND MXL PANELS | STRIB6M | 295.86 | 0 | 60
TRI-D SIEMENS | DUAL INPUT MODULE, W/ SUPERVISON | STRID | 253.75 | 15 | 25
TRI-R 500-896224 SIEMENS | SINGLE INPUT MODULE, W/ RELAY | STRIR | 243.1 | 49 | 30
TRI-S 500-896225 SIEMENS | SINGLE INPUT MODULE | STRI-S | 235 | 33 | 0
TRUESTART2 SIMPLEX | TSI2 INSTRUMENT IDNET/IDNAC | STRUESTAR2 | 1885 | 10 | 0
U-MHU-MCS-W SIEMENS | (DISCONTINUED)HORN STROBE WHITE | SUMHUMCSW | 0 | 0 | 0
WFD60N SYSTEM SENSOR |  | SWFD60N | 110 | 1 | 0
ZH-MC-CR SIEMENS | Z HORN MULTI CANDELA CEILING RED | SZHMCCR | 68.4014 | 31 | 50
ZH-MC-CW SIEMENS | Z HORN MULTI CANDELA CEILING WHITE | SZHMCCW | 65.296 | 0 | 0
ZH-MC-R 500-636161 SIEMENS | Z Horn Multi Candela Wall Red | SZHMCR | 62 | 0 | 0
ZH-R SIEMENS | Z horn red | SZHR | 31 | 10 | 0
ZH-W SIEMENS | 2 - WIRE HORN | SZHW | 30.5 | 0 | 0
ZN-34U SIEMENS | (DISCONTINUED)Gate Valve Supervision Module MODEL ZN-34U | SZN34U | 615.36 | 0 | 0
ZR-MC-CR SIEMENS | Z STROBE MULTI-CANDELA CEILING RED | SZRMCCR | 46.522 | 20 | 50
ZR-MC-CW SIEMENS | Z Strobe Multi-Candela Ceiling White | SZRMCCW | 48.95 | 1 | 0
ZR-MC-R 500-636169 SIEMENS | STROBE , RED, WALL MOUNT | SZRMCR | 40 | 57 | 0
ZR-MC-W SIEMENS | Z Strobe: Multi Candela (Wall), White | SZRMCW | 48.91 | 0 | 0
D7050TH BOSCH | MULTIPLEX PHOTOELECTRIC SMOKE DETECTORS | VDE-L0R-46U | 44.5 | 30 | 0
VHH-100 VESDA | HAND HELD PROGRAMMER | VVHH100 | 1007.3635 | 8 | 0
VLC-500 VESDA | STANDARD VLC DETECTOR | V-VLC500 | 2205.41 | 2 | 0
VLC-505 VESDA | STANDARD VLC DETECTOR | V-VLC505 | 2325.5 | 1 | 0
VLC-600 VESDA | SIMPLEX TRUEALARM LASERCOMPACT | VVLC600 | 2081.098 | 0 | 20
VLF-250-02 VESDA | REPLACEMENT OF THE VLF-250 Standard VLF Detector | V-VLF250 | 1491.1365 | 0 | 1
VLF-500-02 VESDA | REPLACEMENT FOR VLF-500 Standard VLF Detector | VVLF-500 | 2050.5465 | 1 | 1
VLP-002 VESDA | Laserplus VLP Detector | V-VLP002 | 3710 | 0 | 0
VLP-400 VESDA | Laserplus VLP Detector | V-VLP400 | 3400 | 0 | 0
V-PS VIGILANT | Intelligent analog Photoelectric Smoke Detector | VVPS | 43.16 | 0 | 0
VPS-100-US-120 VESDA | Power Supply, Single Zone with Housing, 120 VAC Version..Powers up to 5 remote (single box) units or 1 remote 19” subrack, or 2 VLC/ 2 VLF-250 units, or 1 VLP, VLF-500 or VLS unit. VPS - 100US - XXX requires (2) 12 VDC, 12 Amp/hour batteries | VVPS100US120 | 460.54 | 0 | 0
VS1-R VIGILANT | FACP, 1 Loop, 64 intelligent devices max, 2 Class B NAC's, 4.25A power supply, Red door, 115VAC, capacity for up (2) 10a/h batteries, English | VVS1R | 436.8 | 13 | 0
VSP-009 VESDA | Scanner Chassis & Complete Manifold Assembly. | VVSP009 | 5721.464 | 0 | 0
VSP-015 VESDA | Aspirator for VLP & VLS | VVSP-015 | 447.958 | 5 | 0
VSP-021 VESDA | Imperial Pipe Adaptors, Lot of 4 is 1 unit | V-VSP021 | 22.4812 | 0 | 100
VSP-501 VESDA | Aspirator, VLC | VVSP501 | 511 | 0 | 25
VSP-715 VESDA | Vesda Replacement Aspirator | VVSP-715 | 433.25 | 1 | 0
VSP-962 VESDA | E VEU Filter | VVSP962 | 80 | 6 | 0
AM-SP40S-PMK COOPER | Voice Evacuation Programmed Message Kit, Cooper Wheelock..SP40S AFTR MKT 8 MSG FACT PROG, Wheelock Sig./Cooper Wheelock | WAMSP40SPMK | 325 | 1 | 0
E70-24MCW-FW WHEELOCK | WHITE WALL MOUNT FIRE ALARM SIGNAL SPEAKER STROBE | WE7024MCWFW | 0 | 1 | 0
E-7070-LS-24-VFR WHEELOCK | Red Strobe Speaker 15.0cd NOS NIB | WE7070LS24VFR | 99.9 | 1 | 0
E90-W WHEELOCK | Speaker, White, Ceiling Mount | WE90W | 24.5 | 0 | 0
ET-1010-R WHEELOCK | Speaker, Red, Ceiling Mount, FIRE Lettering, Single Candela | WET1010R | 53.5 | 0 | 0
ET70-24MCW-FR COOPER | Red Wall Mount ET70 Series Speaker Strobe | WET7024MCWFR | 0 | 3 | 0
ET70WP-2475W-FR WHEELOCK | 24VDCV SPEAKER/STROBE | WET70WP2475WFR | 45.9 | 1 | 0
WGEC24-75WR GENTEX |  | WGEC24-75WR | 0 | 0 | 0
HSRC CEILING MOUNT RED IOB-R | HSRC CEILING MOUNT RED IOB-R | WHSRC | 0 | 0 | 0
HSRC WHEELOCK EXCEEDER | 24VDC HORN STROBE, MODEL HSRC, CEILING-MOUNT, RED | WHSRC | 37 | 0 | 0
HSWC WHEELOCK EXCEEDER | HORN/STROBE 12/24VDC | WHSWC | 30 | 15 | 0
WBB-R WHEELOCK | RED FIRE ALARM WEATHER RESISTANT OUTDOOR BACK BOX BACKBOX FIRE SIGNALING | WWBBR | 14 | 0 | 0
GSA-HFS EDWARDS | Intelligent Fixed Temperature Heat Detector - 135F | XV-GTAK-N18E | 37.8 | 34 | 0
1501-AQN5 EDWARDS | SINGLE DOOR DOOR HOLDER, FLOOR MOUNT | YE-DFOU-KG6S | 60 | 49 | 0
KT-RM1 KANTECH | External isolation relay, single pole, double through (SPDT) for output RL1/RL2 |  | 0 | 267 | 0
ASD-PL3 FCI GAMEWELL |  |  | 60.592 | 154 | 0
HES-9500-630-LBM |  |  | 0 | 110 | 0
SLR-835 + HSB-NSA-6 HOCHIKI | PHOTOELECTRIC SMOKE DETECTOR WITH BASE |  | 36.75 | 99 | 0
ASD-PL3R-IV FCI GAMEWELL |  |  | 68.237 | 50 | 0
ATD-L3H FCI GAMEWELL |  |  | 49.294 | 50 | 2
743-180 SIMPLEX | 2 X 40 LCD DISPLAY |  | 118.64 | 41 | 13
2099-9828 SIMPLEX | INSTITUTIONAL COVER KIT |  | 14.8335 | 40 | 0
STI-13000NC STI | STI UNIVERSAL STOPPER..COVER, NO SPACER |  | 34.075 | 40 | 0
WHEELOCK STR EXCEEDER FIRE ALAR | WHEELOCK STR EXCEEDER FIRE ALARM REMOTE 12/24 VDC |  | 0 | 38 | 0
GSA-T3T4 EDWARDS | EST SIGA GSA T3 / T4. Module |  | 0 | 35 | 0
MR-201/T EDWARDS | MULTI-VOLTAGE CONTROL RELAY |  | 0 | 34 | 0
ATD-L3R-IV FCI GAMEWELL |  |  | 52.094 | 33 | 0
GW21757-5 FCI GAMEWELL | Shunt type trip |  | 977.676 | 33 | 3
252-027 SIMPLEX | (DISCONTINUED) |  | 2.9 | 29 | 100
ASD-PL3-IV FCI GAMEWELL |  |  | 69.216 | 29 | 0
6310-9233 SIMPLEX | CLK/SW 12"RND SF120/6 3W BLK24 |  | 270.249 | 23 | 6
ICP-B6 SIEMENS | (DISCONTINUED)INTEL OUTPUT CONTROL PT(B6 CHIP) |  | 420.15 | 23 | 0
LDM-E32 NOTIFIER | FIRE ALARM FACP LAMP DRIVER MODULE EXPANDER LDME32 |  | 0 | 20 | 0
FDRM-1 NOTIFIER | DUAL MONITORING, DUAL RELAY MODULE |  | 150 | 16 | 4
FS-TRI-S SIEMENS | DUAL INPUT MODULE |  | 0 | 16 | 0
ZH-MC-W SIEMENS | Z horn multi Candela wall white |  | 60.928 | 15 | 30
KBD-PS-1 PELCO | POWER SUPPLY SURVEILLANCE SECURITY PLUG UNIT 15V |  | 0 | 9 | 0
IDP-HEAT SILENT KNIGHT | The IDP-Heat, IDP-Heat-HT, and IDP-Heat-ROR are plug in thermal..detectors, with integral communication, that provide features that..surpass conventional detectors |  | 0 | 8 | 0
IDP-Moinitor Silent Knight |  |  | 0 | 8 | 0
4006-9803 SIMPLEX | EXPANSION RELAY MODULE CONVEN |  | 124.4595 | 6 | 0
BB-26 FIRELITE | The BB-26 Battery Box is designed to house two 12VDC, 26AH..batteries. A dead-front panel is supplied with the backbox...Knockouts are provided to facilitate various installation options...The backbox dimensions are illustrated below for installation. |  | 0 | 6 | 0
IDP-PHOTO-R-W SILENT KNIGHT |  |  | 64 | 6 | 20
ZA8-2 EDWARDS | (DISCONTINUED)Conventional Zone Card, 8 Class A Ckts, 2 convert to NACs, requires 2 option spaces |  | 167.89 | 6 | 0
4100-6077 SIMPLEX | MX LOOP MODULE |  | 172.71 | 5 | 0
565-486 SIMPLEX | ASSY BD PWR LTD EXP SPLY 4100 |  | 92.82 | 5 | 1
CRM-4 NOTIFIER | (DISCONTINUED, PLEASE USE FRM-1 OR XP6-R)Notifier CRM-4 Control Relay Module provides the NOTIFIER System 5000, AFC-600, AFP-400, or AFP-300 with four Form-C (SPDT) relay contacts which may be used to control auxiliary devices |  | 0 | 5 | 0
HONEYWELL MT-4RL2-A28 - MT Seri |  |  | 92.5 | 5 | 0
SK-HEAT-ROR-W SILENT KNIGHT | ADDRESSABLE HEAT DETECTOR W/RATE-OF-RISE THERMAL SENSOR; WHITE; INCLUDES BASE |  | 52.65 | 5 | 0
VSP-722 VESDA |  |  | 332.53 | 5 | 0
4098-9834 SIMPLEX | SSD REM TEST STA RED LED KEY |  | 24.87 | 4 | 50
HPFF12 NOTIFIER | 12A 24VDC F/A PS, 120 VAC |  | 711.9 | 4 | 0
LCD-80 NOTIFIER | (DISC. USE LCD2-80)The LCD-80 is an 80-character, backlit LCD display annunciator for the NOTIFIER NFS-640, NFS-3030 (ACS mode only),..AM2020, AFP1010, AFC-600, AFP-400, AFP-300, AFP-200,..System 5000, and System 500 fire alarm control panels, or..the ... |  | 0 | 3 | 0
N-ANN-RLY NOTIFIER |  |  | 215 | 3 | 0
RP-2002 NOTIFIER | NOTIFIER, AGENT RELEASE..CONTROL PANEL, 1 |  | 768.6 | 3 | 0
4005-9807 | 4005-9807 |  | 110 | 2 | 0
4007-9102 SIMPLEX | 4007ES HYBRID FACP, PLATINUM |  | 1137.576 | 2 | 0
4007-9201 SIMPLEX | 4007ES FACP, IDNAC, RED |  | 1058.673 | 2 | 0
4007-9202 SIMPLEX | 4007ES FACP, IDNAC, PLATINUM |  | 1064.4975 | 2 | 0
4010-9401 SIMPLEX | 4010ES FACP 120V RED |  | 1957.006 | 2 | 0
4010-9403 SIMPLEX | 4010ES FACP 120V RED W/LED |  | 2105.994 | 2 | 0
4010-9422 SIMPLEX | 4010ES 2 IDNET 2 BAY PLAT 120V |  | 2394.3645 | 2 | 0
4010-9603 SIMPLEX | 4010ES IDNAC FACP120VRED W/LED |  | 2232.5985 | 2 | 0
RMS-6T-EXP-WP POTTER | Explosion PRF Pull red |  | 350.78 | 2 | 0
RSS-24MCW-FR WHEELOCK | Red Wall Mount RSS Series Strobe 15/30/75/110 Fire Lettering |  | 0 | 2 | 0
SEH-MC-R SIEMENS | HIGH FIDELITY SPEAKER STROBE |  | 75.35 | 2 | 0
SK-PHOTO-W SILENT KNIGHT | SK PHOTOELECTRIC SMOKE....DETECTOR |  | 57.6315 | 2 | 0
SL-DA4R-P FCI GAMEWELL | 4-Wire XP95 Duct Detector (Photoelectric) |  | 174.504 | 2 | 40
2190-9155 SIMPLEX | (DISCONTINUED, PLEASE USE 4090-9101)MONITOR ZAM ASSEMBLY |  | 0 | 1 | 0
565-550 SIMPLEX | 4005 City Circuit Assy |  | 90 | 1 | 0
APS-6R NOTIFIER | (DISC. USE APS2-6R)6.0 Amp, 150 Watt, 24 VDC Output, Switching ,Auxilary Power Supply. |  | 0 | 1 | 0
ECS-CE4 FARENHYT | Audio circuit expander for ECS-125W |  | 230 | 1 | 0
116DEGEXA-FJ |  |  | 1199.44 | 0 | 0
12V 20AH BATTERIES |  |  | 65 | 0 | 0
1PCRDNC40XX-1000R |  |  | 0 | 0 | 0
1PMC40N0-HCJ3R01 |  |  | 0 | 0 | 0
2-CORPL EDWARDS | Replacement CO module for Second Generation Intelligent Sensors |  | 32 | 0 | 25
2084-9108-C SIMPLEX | Replacement Glass Insert for use with 2084-9103-C through -9105C |  | 0 | 0 | 0
2098-9739 SIMPLEX | DET/ACC EOL 24VDC |  | 0 | 0 | 0
2099-9143 SIMPLEX | Manual Pull Station |  | 0 | 0 | 0
2099-9822 SIMPLEX | RETAINING CLIP FOR BRKGLASS ST |  | 0.65 | 0 | 400
2190-9157 SIMPLEX | 4-Wire Detector ZAM, IDC |  | 50 | 0 | 0
266-085 SIMPLEX | B CAM LOCK FOR PLASTIC DOOR |  | 6.27 | 0 | 30
3-ASUMX/100 EDWARDS | Audio Source Unit Memory Expansion, 100 minutes |  | 1133.985 | 0 | 3
33-30699A EDWARDS | Spare ASD-640 Dust Filter |  | 27.126 | 0 | 140
38531-771 APOLLO | Apollo XP95 Xpert Address Card |  | 0 | 0 | 0
4006-9101 SIMPLEX | CONVENTIONAL FA PANEL RED |  | 781 | 0 | 4
4010 FACP SIMPLEX | he 4010 is a single-channel, addressable, modular Fire Alarm Control Panel (FACP) that monitors and controls up to 250 IDNet addressable devices. The Standard Function Input/Output (SFI/O) card, power supply, and cabinet provide a complete fire alarm c... |  | 0 | 0 | 0
4081-9002 SIMPLEX | EOL, 3.3K 1W |  | 3.7555 | 0 | 0
4081-9005 SIMPLEX | EOL, 1.8K 1/2W |  | 1.98 | 0 | 0
4090-9105 SIMPLEX | 4090-9105 FIBER TRANS, CLASS B, IDNET |  | 285 | 0 | 14
4098-9714EA SIMPLEX | ID NET PHOTO SENSOR AUSTRALIA |  | 37 | 0 | 0
4098-9798 SIMPLEX | Detector SSD Sounder Base With Co Module(DISCONTINUED, PLEASE USE 4098-9773) |  | 0 | 0 | 0
4100-0111 SIMPLEX | MAPNET II ISOLATOR MODULE |  | 515 | 0 | 0
4100-0620 SIMPLEX | TRANSPONDER IF MODULE |  | 234.3 | 0 | 6
4100-0622 SIMPLEX | DIGITAL AUDIO RISER MODULE |  | 422.4 | 0 | 6
4100-1321 SIMPLEX | (DISC. USE SIM 4100-1315)BACKUP 100W AMP - 120VAC 70V |  | 945 | 0 | 0
4100-1328 SIMPLEX | DIGITAL 100W AMP 6NAC 120VAC 25V |  | 0 | 0 | 0
4100-6304 SIMPLEX | SIMPLEX 4120 MM-R DUPLEX FIBER MEDIA |  | 340.88 | 0 | 4
4100-9111 SIMPLEX | 4100ES PRECONFIG DOMESTIC 120V |  | 2015 | 0 | 0
4100-9311 | EPS MASTER CONTROLLER 120V |  | 2069.99 | 0 | 0
4190-9013 SIMPLEX | (DISCONTINUED)24 PIN DOT MATRIX PRINTER |  | 1990 | 0 | 0
4605-7401 SIMPLEX | 24 POINT I/O MODULE (N2) |  | 430 | 0 | 0
4640-3462 LCN | LCN, Replacement Control Box Assembly, For 4640 Series Door Closer |  | 1350 | 0 | 2
478-352 SIMPLEX | 4100U/ES 4010ES 120V TRANSFMR |  | 110.5995 | 0 | 10
4904-9142 SIMPLEX | (DISCOUNTINUED)FIRE ALARM STROBE LIGHT |  | 0 | 0 | 0
4904-9171 SIMPLEX | V/O 15CD WHITE FREE-RUN NON-AD |  | 48.147 | 0 | 60
4905-9176 SIMPLEX | (DISCONTINUED) V/O 24VDC 15CD RED VERT F/S |  | 0 | 0 | 0
4905-9993 SIMPLEX | V/O COVER, WHITE, TRUEALERT |  | 4.76 | 0 | 76
4906-9106 SIMPLEX | WP MC VO NON-ADDR WALL WHITE |  | 69.3 | 0 | 15
4906-9137 SIMPLEX | (DISCONTINUED REPLACED BY 49CMTV-WRF)MULTI-TONE AV WALL RED |  | 60 | 0 | 0
4906-9138 SIMPLEX | (DISCOUNTINUED)MULTI-TONE AV WALL WHITE |  | 65 | 0 | 0
4906-9229 SIMPLEX | (DISCONTINUED, PLEASE USE 49WPBB-AVVOWR)Wall Mount A/V, White |  | 80.3 | 0 | 0
5000-004 FIRERAY | Long-Range Prism Kit for Fireray 5000 |  | 0 | 0 | 0
5000-007 FIRERAY | Four-Prism Alignment Adapter for Fireray 5000 |  | 0 | 0 | 0
521NCRXT EDWARDS | Smoke Detector, 2 Wire, Photoelectric, Thermal, Aux Relay, UL |  | 44.6688 | 0 | 60
562-747 SIMPLEX | PC BOARD,8 MAIN SWITCH/16 LED MODULE (DISCONTINUED) |  | 143.06 | 0 | 65
562-940 SIMPLEX | (DISCONTINUED)PCB ASSY 2120 CDT ZAM |  | 68 | 0 | 0
562-941 SIMPLEX | (DISCONTINUED)Mapnet II Class A Monitor Assembly Fire Alarm Device. |  | 73 | 0 | 0
565-009 SIMPLEX | (DISCONTINUED)Simplex 4100 Fire Alarm Signal Relay Board Card |  | 0 | 0 | 0
565-226(REFURBISH) SIMPLEX |  |  | 162 | 0 | 0
565-789 SIMPLEX | (DISCOUNTINUED)Class A Adaptor 4004-9806 , 4010-9806 , 4009-9808 |  | 0 | 0 | 0
566-759 SIMPLEX | (DISCONTINUED)ASSY-UPC STANDARD SLAVE-4020(DISCONTINUED USE SIMPLEX 566-758) |  | 435 | 0 | 0
5860 SILENT KNIGHT | SILENT KNIGHT - LCD REMOTE....ANNUNCIATOR |  | 329.4 | 0 | 0
6554-1 EDWARDS | (DISC. NO REPLACEMENT )FIRE ALARM RELAY 6554 SERIES |  | 0 | 0 | 0
6803-PL MULTILEC | Multilec Industrial Oil.. |  | 257.83 | 0 | 15
6820 SILENT KNIGHT | SILENT KNIGHT -1110-PT..ADDRESSABLE FACP |  | 1424.25 | 0 | 0
740-683 SIMPLEX | 4100 MAPNET REV 8.01 |  | 37.13 | 0 | 10
757-5a-SS70 EDWARDS | DISCONTINUED, PLEASE USE G4HFRF-S2VMC |  | 38.93 | 0 | 0
757-5A-TW EDWARDS | DISCONTINUED WITH NO REPLACEMENT. |  | 0 | 0 | 0
757-8A-SS25 EDWARDS | (DISCONTINUED ONLY THE WHITE VERSION 757-8A-SS25W) 110 cd Speaker/Strobe - 25V, White. Strobe: Meets sleeping area requirement. UL 1971 Listed @ 110 cd, inchFIRE inch wall orientation. |  | 0 | 0 | 0
8562-894 SIMPLEX | AUDIO CONTROL BD 4100 |  | 1013.6 | 0 | 4
8565-158 SIMPLEX | MAPNET INSOLATOR BD |  | 387.75 | 0 | 7
8565-593 SIMPLEX | (DISCONTINUED)4009 PWR LIMITED PWR SUP ASSY |  | 355 | 0 | 0
8636-289 SIMPLEX | (DISCONTINUED)4020 POWER SUPPLY SWITCHER |  | 1075 | 0 | 0
8636-341 SIMPLEX NO SINGLE BOX | (DISCONTINUED)4020 GOLD WING POWER SUPPLY |  | 500 | 0 | 0
8710 FARADAY | SMOKE DETECTOR |  | 299 | 0 | 0
8713 FARWEL | PHOTO/THERMAL DETECTOR (FIRESMART) MPC-6000 & MPC-7000/X1 |  | 0 | 0 | 0
8742-631 SIMPLEX | 4100U/ES XPS IDNET PS ASSY |  | 686.35 | 0 | 10
900-2RS VON DUPRIN |  |  | 0 | 0 | 0
9123F GENTEX | PHOTOELECTRIC SMOKE ALARM |  | 0 | 0 | 0
9500-613-LBM HES | HES Electric Strike, Fire Rated, 1-3/4" Width x 3/4" Depth x 9" Height, Bronze Toned, Latchbolt Monitor |  | 460 | 0 | 2
ABF-2BD NOTIFIER |  |  | 0 | 0 | 0
ABS-8RB NOTIFIER | NOTIFIER SURFACE BACK BOX BLACK |  | 82.6 | 0 | 20
ABT-12 LENEL | Battery Kit, includes, 12 VDC, 12 AH Battery (PS-12120) |  | 57.25 | 0 | 0
AFP-100 NOTIFIER REFURBISHED | REFURBISHED |  | 800 | 0 | 0
AL600ULACM ALTRONIX | Access Power Controller w/ Power Supply/Charger |  | 0 | 0 | 0
ALD-2I SIEMENS | The ALD-2I is an MXL Network option module that..supplies two intelligent analog circuits utilizing Siemens..Building Technologies, Fire Safety “I” series, “ID” series,..“IL” series or “FP” series type intelligent devices. It..occupies two addresses on... |  | 1160 | 0 | 0
AOM-2LF GAMEWELL |  |  | 65 | 0 | 0
AOM-3R FCI GAMEWELL |  |  | 0 | 0 | 0
AOM-TELF GAMEWELL | The Gamewell-FCI Velociti®.. Series, Telephone Monitor Module (AOM-TELF) controls..the communications between the command center and the telephone jacks/warden..stations |  | 0 | 0 | 0
ASD-PL3R FCI GAMEWELL |  |  | 61.67 | 0 | 50
ATD-L3H-IV FCI GAMEWELL |  |  | 55.062 | 0 | 50
BNG-1F NOTIFIER | (DISCONTINUED WITH NO REPLACEMENT)NOTIFIER BNG-1 WITH DPDT..SWITCH |  | 28.8 | 0 | 0
C58-237-00 FIRELITE | REPLACEMENT DUST COVER FOR SD355 |  | 3.3205 | 0 | 250
CA1270 CASIL | FIRE ALARM BATTERY REPLACES 12V 7Ah EDWARDS 12V6A5 |  | 0 | 0 | 0
CAB-BATT-R SIEMENS | Red Battery Box |  | 0 | 0 | 0
CHG-120 NOTIFIER | Battery Charger, 25 - 120 AH Gel Cell; mounts on CHS chassis or in NFS-LBB box. |  | 655 | 0 | 7
CHS-4 NOTIFIER | Notifier CHS-4 Chassis for use with CAB-x Series Cabinets |  | 93.8 | 0 | 0
CHS-6 FCI GAMEWELL | (DISCONTINUED PLEASE USE MCH-6)CHASSI |  | 37.2515 | 0 | 0
CMX-2 | CMX-2 |  | 0 | 0 | 0
COOPER WH-113179 | 8W SPKR/STRB WALL WTHPRF WHT |  | 0 | 0 | 0
CP-35 PYROTRONICS | PYROTRONICS SYSTEM 3 UNIVERSAL ALARM CONTROL MODEL CP-35 |  | 455 | 0 | 0
CPU-400 NOTIFIER | AFP-400 MOTHERBOARD |  | 1400 | 0 | 0
CS-AWID-0-0 AWID | CLAMSHELL BADGE, AWID LOGO ..FORMAT: 26 HIT ..FACILITY CODE:10..INITIAL NUMBER:4501..END NUMBER: 4700 |  | 0 | 0 | 0
D192C BOSCH | (DISC. USE D192G)BELL SUPERVISION MOD 12V/24V |  | 0 | 0 | 0
D306 BOSCH | (DISCONTINUED REPLACED BY D344-RL)REMOTE DISPLAY PLATE |  | 20.6 | 0 | 0
D7042 BOSCH | Multiplex 8 Input Remote Module (30/panel limit, 15/loop) |  | 104.55 | 0 | 10
D900-CTRL A/V | CONTROL A/V MODULE |  | 0 | 0 | 0
DB-11E | Base for OP/OH/HI921 replacement of DB-11 |  | 4.8 | 0 | 500
DB-3XRS SIEMENS | RELAY BASE |  | 0 | 0 | 0
DPA-1A4 NOTIFIER |  |  | 49 | 0 | 10
E3BB-BA2 GAMEWELL | METAL ENCLOSER WITH KEYS |  | 0 | 0 | 0
EC30U-3 EDWARDS | (DISCONTINUED NO REPLACEMENT) DETECTOR PHOTOELECTRIC |  | 0 | 0 | 0
EOL-2.2 EDWARDS | (DISCONTINUED)End of Line Resistor - 2.2K Ohm |  | 5.23 | 0 | 0
ES4600-K1-T1 DSI | VOICE PROMPT DOOR MANAGEMENT ALARM |  | 0 | 0 | 0
F1GT FARADAY | CHEVERON STYLE PULL STATION |  | 70 | 0 | 0
FCA2015-U1 SIEMENS | The DACT enables remote transmission of alarms and events via a public telephone line. Further, Model FCA2015-U1 supports two (2) lines and four (4) accounts, and can transmit serial information (including the address of the event) to the monitoring st... |  | 0 | 0 | 0
FDO421 SIEMENS | (DISC.)The Model FDO421 Photoelectric Smoke Detector..uses state-of-the-art microcontroller circuitry and..surface-mount technology for maximum reliability. |  | 0 | 0 | 0
FMR-7036 BOSCH | Fire Anunciator Keypad for FPD-7024, UL |  | 163.2 | 0 | 5
FN-4127-NIC HOCHIKI | Network Interface Card |  | 0 | 0 | 0
FN-DAC HOCHIKI | DIGITAL ALARM COMMUNICATOR |  | 0 | 0 | 0
FS-RD2 SIEMENS | (DISCONTINUED)500-648980 FS-250 FireSeeker Remote Annunciator |  | 941.05 | 0 | 0
FT-301C SIEMENS | (DISCONTINUED)PHONE STATION W/ARMORED CABLE |  | 324.7 | 0 | 0
FX-1000 KIDDE | Four loop system with one 250-point loop installed, 1,000 point capacity max. four NACs, red door, surface mount enclosure. Order dialer separately. |  | 436.293 | 0 | 0
FX-HD KIDDE | (DISC> USE KIR-HD)Intelligent Addressable Fixed Temperature or Rate-of-rise Heat Detector |  | 23 | 0 | 0
FX-PD GE | Analog Addressable Photo Smoke Detector |  | 85 | 0 | 0
FX-PD KIDDE | (DISC> USE KIR-PD)Intelligent Addressable Optical Smoke Detector |  | 25.868 | 0 | 0
FX-PHD KIDDE | (DISC. USE KIR-PHD)Intelligent Addressable Optical/Fixed Temperature Heat Detector |  | 33.93 | 0 | 0
GCF-S2VMH EDWARDS | (DISC. USE GCHFWN-S2VMCH) Genesis Ceiling Speaker-strobe - 25V, 95-177 multi-cd, FIRE marking, mounts to 4 inch square x 2-1/8 inch box |  | 44.2656 | 0 | 0
GWPID-95P FCI GAMEWELL | PID-95 mounted on a 4 11/16” plastic plate |  | 54.433 | 0 | 0
GWPID95P GAMEWELL | PID-95 mounted on a 4 11/16” plastic plate |  | 59.99 | 0 | 0
HMS-2S SIEMENS |  |  | 0 | 0 | 0
HMS-SA SIEMENS | The Model HMS-S and HMS-D Manual Stations, and..their Spanish and Portuguese versions, from Siemens..Industry, Inc., are field installed addressable devices..containing advanced control panel communication..technology |  | 0 | 0 | 0
HSRC WHEELOCK EXCEDER CEILING | WHEELOCK EXCEDER HORN STROBE CEILING MOUNT RED |  | 0 | 0 | 0
IDP-PHOTO-R-IV SILENT KNIGHT |  |  | 70.5002 | 0 | 20
IDP-PHOTO-W SILENT KNIGHT | The IDP-Photo is a photoelectric smoke detector and the IDP-Photo-T is a photoelectric smoke detector with thermal. |  | 69.216 | 0 | 0
IPGSM-4G HONEYWELL | IPGSM4G Network Cellular Communicator |  | 0 | 0 | 0
IVO-600-LB-ZL IVO SECURITY | LB-ZB Bracket For 600 lbs Or 1200 lbs Holding Force Magnetic Lock |  | 0 | 0 | 0
IVO-MAG600-LED IVO SECURITY | single door electric lock is for glass door, wooden door, fireproof door, sliding door and metal door. Inbuilt dry contacts lock status signal output ( NO,NC,COM). |  | 0 | 0 | 0
LCD-2X20 NOTIFIER | (DISC. NO REPLACEMENT)Remote..Fire Annunciator |  | 0 | 0 | 0
LNL-OLS120ACTXP2 | 4.0 A Power Supply with Enclosure - The..OLS120A is a power supply/charger that will..auto-convert a 115/230VAC 50/60Hz input, into a..12VDC or 24VDC output, with 4 amps of..continuous supply current, a power distribution..board with two 2A outputs. UP... |  | 350 | 0 | 5
LNL-OLS120ACTXP2 LENEL |  |  | 0 | 0 | 0
LNL-SS LENEL | Security Screw (Lot of 10) |  | 7.7 | 0 | 0
LNL-SSK | Security Screw Key for A-SS (Lot of 5) |  | 17.95 | 0 | 0
Location ID |  |  | 0 | 0 | 0
Location ID:0893-01 FIRERAY | Adjustable Bracket |  | 58.5 | 0 | 0
LODTRP HUBBELL | LightOWL PIR & US Sensor w/Relay & Photocell, 1600 Sq: Ft |  | 0 | 0 | 0
LSRA-232 EDWARDS | (DISCONTINUED)Printer/Programming Port for LSRA Series. Mounts in annunciator when local printer is required. |  | 44.25 | 0 | 0
M500R SYSTEM SENSOR | Relay Control Module |  | 65 | 0 | 0
MAXIMAL3RH ALTRONIX |  |  | 295 | 0 | 0
MB-DCC BOSCH | Data Communications / Control |  | 638.19 | 0 | 0
MCS-ACCLIMATE2F FCI GAMEWELL | Multi-criteria analog sensor |  | 73.92 | 0 | 0
MIRCOM MIX-5251B INTELLIGENT IN |  |  | 0 | 0 | 0
MMB-3 SIEMENS | (DISCONTINUED)MXL MAIN BOARD- FAST PROCESSOR |  | 6989 | 0 | 0
MOI-7 SIEMENS | SIEMENS MOI-7 FIRE ALARM OUTPUT INPUT MODULE NETWORK CARD |  | 1015 | 0 | 0
MRI-M501M SECUTRON | Intelligent Monitor Mini Module |  | 42 | 0 | 20
MS-10UD FIRE-LITE | 10 Zone Conventional Fire Control Panel with 7 amp power supply. |  | 780 | 0 | 0
MS-51C | FIRE ALARM PULL STATION |  | 0 | 0 | 0
MS-70LOB FCI GAMEWELL | COMES WITH SB-I/O |  | 0 | 0 | 0
MS-9200UDLS FIRE LITE | (DISC. ES-200X)Addressable Fire Alarm Control,198-Points on One Signaling Line Circuit (SLC) Loop, 24VDC |  | 832.762 | 0 | 0
MSM-EXP SIEMENS | Metal Manual Station / Explosion Proof |  | 423.486 | 0 | 10
MTH-MC-R SIEMENS | MULTI TONE HORN MULTI CANDELA |  | 69.16 | 0 | 30
MTWP-2475W-FR WHEELOCK | Red Wall-mount Weatherproof Multitone Strobe Fire Lettering 24VDC, 75CD |  | 0 | 0 | 0
MTWP-2475W-FW COOPER | White Ceiling-mount Weatherproof Multitone Strobe Fire Lettering 24VDC, 75CD ¦ MTWP-2475C-FW |  | 0 | 0 | 0
MX250 BOSCH | (DISC. USE D7050)No alarm or setup on critical frequencies in the range from 26 MHz to 950 MHz at field strengths less than 50 V/m. |  | 35 | 0 | 0
NAM-232W | Network Adapter Circuit Board Module, RS232, Green |  | 0 | 0 | 0
NFC-50DA NOTIFIER | Distributed Amplifier, 50 watts (25V or 70V), 4 Class A/B speaker circuits, 120 VAC, Black |  | 852 | 0 | 3
NFN-GW-PC-HNW NOTIFIE | High speed NFN Gateway PC card for wire (included with ONYXWORKS-HNW) |  | 2219.99 | 0 | 0
NFS-50DA NOTIFIER | Distributed Amplifier, 50 watts (25V or 70V), 4 Class A/B speaker circuits, 120 VAC, Black |  | 840 | 0 | 0
NFW-50R NOTIFIER | (DISC> USE NFW-50XR)FIREWARDEN-50 ADDRESSABLE FIRE ALARM CONTROL PANEL RED |  | 0 | 0 | 0
NH-200H NOTIFIER | Low-profile intelligent 190°F/88°C fixed thermal sensor. B300-6 base included, FlashScan only; White |  | 50.834 | 0 | 0
NH-200R-IV NOTIFIER | Fast-response, low-profile heat detector with rate-of-rise option, B300-6 base..included, FlashScan & CLIP mode; Ivory |  | 53.592 | 0 | 0
NP-200T-IV NOTIFIER | Addressable low-profile photoelectric smoke detector with thermal sensor. Ivory, B300-6-IV base included. FlashScan and CLIP mode. |  | 66.71 | 0 | 0
NP-200T NOTIFIER | Addressable low-profile photoelectric smoke detector with thermal sensor. B300-6 base included. FlashScan only; White |  | 63.868 | 0 | 0
OSE-SPW VESDA | Emitter, Stander power wired at 24 VDC |  | 220 | 0 | 0
OSI-90 VESDA | Imager - 80o Coverage, 24V DC |  | 500 | 0 | 0
OSP-003 VESDA | Acrylic test filter - 10 pack |  | 85.764 | 0 | 3
P-9930 EDWARDS | (DISC.)Compatible with USB port and Serial Port, RS232 Communication Board of GST200 and GST200-2, for System Commissioning and GMC Connection |  | 54.5688 | 0 | 10
P-9935 EDWARDS | (DISC.)Compatible with USB port and Serial Port, ..RS232 Communication Board of GST-IFP8, for System Commissioning and GMC Connection |  | 155.5268 | 0 | 5
P24110 SYSTEM SENSOR | SpectrAlert Fire Alarm Horn/Strobe |  | 0 | 0 | 0
PACKAGING AND HANDLING |  |  | 0 | 0 | 0
PHSC-155-EPC-M PROTECTOR WIRE | Type EPC on Msg. Wire |  | 2.1855 | 0 | 0
PHSC-155-EPC PROTECTORWIRE | Protectowire, Type EPC (155F / 68C) |  | 1.55 | 0 | 0
PHSC-155-XCR PROTECTOWIRE | TYPE XCR (155F /68 C) |  | 2.5 | 0 | 0
PHSC-190-EPC PROTECTOWIRE | Protectowire, Type EPC (190°F / 88°C) "FEET" |  | 1.6097 | 0 | 0
PHSC-220-EPC PROTECTOWIRE | PROTECTOWIRE EPC (220°F /....105°C) |  | 2 | 0 | 0
PIM-430DE PROTECTOWIRE | Interface Module with Meter, mounted in a NEMA-4X (IP66) Enclosure. |  | 575 | 0 | 0
PIM-530 PROTECTOWIRE | PROTECTOWIRE DUAL INPUT..INTERFACE MODULE |  | 445.5 | 0 | 0
PM-3A PROTECTORWIRE | PROTECTOWIRE PIPE MNT..STRAPS NYLON, 3/4-2" |  | 0.89 | 0 | 0
PMI-3 SIEMENS |  |  | 1606.39 | 0 | 20
PP46292-0200 EDWARDS | (DISCONTINUED)Surface Box - for 1534-1 |  | 31.93 | 0 | 0
PS-1270 POWERSONIC | POWER-SONIC 12V 7AH SLA BATTERY |  | 37.5 | 0 | 0
PS-SA SILENT KNIGHT | PULL STATION |  | 23.5 | 0 | 0
PS10-2 POTTER | PRESSURE SWITCH |  | 89 | 0 | 0
PS914 VON DUPRIN |  |  | 0 | 0 | 0
PSC-12 SIEMENS | 12a 24vdc Fire Alarm Power Supply |  | 0 | 0 | 0
R-20E SYSTEM SENSOR | The R-20E is a multi-voltage relay with terminal strip field wiring connections, mounting track and hardware mounted in a steel enclosure. The closure has a removable front cover that provides easy access and a LED viewing hole on the top of the cover.... |  | 0 | 0 | 0
RACCR REMOTE AUDIO CABINET | RACCR REMOTE AUDIO CABINET WALLBOX-RED |  | 0 | 0 | 0
RAN-400 FCI GAMEWELL | Remote annunciator for Flex 410 |  | 208.0605 | 0 | 0
REL-2.2K HONEYWELL | End of line Resistor; 2.2K with Leads |  | 18.03 | 0 | 0
RM-4 BRK | RM4 ACCESSORY RELAY |  | 0 | 0 | 0
RPS-1000 FARENHYT | 6 amp intelligent Distribution power module |  | 693 | 0 | 0
RSE-300 SIEMENS | FACP NAC Distributed Power Supply Module Main Board |  | 0 | 0 | 0
RSS-24MCC-FR | Round Ceiling Mount Fire Alerting Strobe - Red 15/30/75/95 |  | 0 | 0 | 0
RSSWP-2475W-FR WHEELOCK | The Wheelock RSSWP-2475W-FR is a Weatherproof Strobe... |  | 0 | 0 | 0
RWS150B24 | Power Supply;AC-DC;24V;6.5A;85-265V |  | 0 | 0 | 0
SAFEAIR 260-CO INTERLOGIX | CARBON MONOXIDE DETECTOR |  | 0 | 0 | 0
SCS-8L NOTIFIER | Smoke Control Lamp driver. Outputs for 8 on/off/auto sw/LED’s. Intended for custom built smoke control stations. Support one SCE-8L. |  | 417.2 | 0 | 0
SD-996C-NUQ SECO-LARM | UNIVERSAL ELECTRIC DOOR STRIKE FOR METAL AND WOOD DOORS |  | 0 | 0 | 0
SD355T FIRE LITE | Photoelectric Smoke Detector With 135 degrees Fixed Heat |  | 0 | 0 | 0
SD500-ARM SILENT KNIGHT | ADDRESSABLE RELAY MODULE |  | 52.5 | 0 | 0
SE-MC-CW | E SPEAKER MULTI CANDELA WHITE CEILING |  | 77.6408 | 0 | 0
SE-MC-CW SIEMENS | SE Speaker/ Speaker-Strobe:..Multi-Candela Ceiling, White |  | 72.988 | 0 | 30
SIGA-IPHSB EDWARDS | (DISCONTINUED)4D MULTISENSOR DETECTOR |  | 0 | 0 | 0
SIGA-IS EDWARDS | Plug-in Ionization Smoke Detector |  | 0 | 0 | 0
SIGC-270F EDWARDS | FIRE ALARM INTELLIGENT MANUAL PULL STATION |  | 0 | 0 | 0
SILENT KNIGHT SK-HEAT FIXED TEM |  |  | 0 | 0 | 0
SK-5820 | Silent Knight Panel |  | 0 | 0 | 0
SK-5860 | Honeywell Silent Knight 5860 Remote Annunciator |  | 0 | 0 | 0
SK-PHOTOR SILENT KNIGHT | INTELLIGENT PHOTOELECTRIC REPLACEMENT SMOKE DETECTOR WITH REMOTE TEST CAPABILITY IN DUCT APPLICATIONS. |  | 62 | 0 | 0
SMB-10 HONEYWELL | Universal White Swivel Mount Bracket |  | 0 | 0 | 0
SR-P SYSTEM SENSOR | The SpectrAlert Advance SR is a red strobe with selectable strobe settings of 15, 15/75, 30, 75, 95, 110 and 115 cd. |  | 35.518 | 0 | 0
SSU-SM-501-P GATORGATE | Duct Smoke Detector |  | 0 | 0 | 0
ST-MC-CW SIEMENS | STROBE CANDELA WHITE CEILING |  | 46.522 | 0 | 30
STI-7510D STI | STIPolycarbonate Enclosure w/Open Conduit Bkbx, Surface Mt Apps & Exterior Key Lock |  | 52.577 | 0 | 25
STRC - WHEELOCK | Exceder Strobe, 12/24 VDC, 90/95/99 dB, Ceiling Mount, Red |  | 26 | 0 | 0
SURCHARGE NOTIFIER |  |  | 0 | 0 | 0
T117774 NIBCO | UL/FM SWITCH ASSY WD/LD 2-12 GD 2 1/2-10 |  | 0 | 0 | 0
TC806B1076 HONEYWELL | PHOTOELECTRIC SMOKE SENSOR |  | 0 | 0 | 0
TR-5G PROTECTOR WIRE | Insulated Standoff |  | 3.99 | 0 | 0
TRI-B6R SIEMENS | Cerberus Pyrotronics TRI-B6 Series Intelligent interface..modules are designed to provide the means of interfacing..direct shorting devices to the MXL system’s ALD loop..circuit, the IXL system’s ICon loop circuit or to the XL3..system’s INX loop circuit |  | 0 | 0 | 0
TSD-SJ-C01 EDWARDS | (DISCONTINUED)SuperDuct Photoelectric Smoke Sensor, 4 Wire RJ-45 |  | 0 | 0 | 0
TSM-1 SIEMENS | Duct Detector Test Switch REQ TR |  | 100.317 | 0 | 20
UB12500 UPG | UNIVERSAL BATTERY |  | 0 | 0 | 0
V-PHS EDWARDS | Intelligent analog photoelectric and thermal Multisensor Detector |  | 47.9 | 0 | 0
VCE-4 NOTIFIER | (DISC. NO REPLACEMENT)The Notifier VCE-4 Voice Control Expander expands the VCM-4 Voice Control Module to eight circuits.....Part of the ONYX Series of Fire Alarm Controls from Notifier. |  | 0 | 0 | 0
VLP-012 VESDA | VLP "with LCD Programmer and Display" Detector with a centrally mounted LCD Programmer module and Display module |  | 4170.15 | 0 | 0
VLS-204 VESDA | VLS with Display Module, 7 Relays. Detector with two blank plates and Scanner Display module. 7 Relay Version |  | 5690.763 | 0 | 0
VLS-600 VESDA | LaserSCANNER Smoke Detector |  | 5320 | 0 | 0
VPS-100US-220 VESDA | Power Supply, Single Zone with Housing, 220 VAC Version..Powers up to 5 remote (single box) units or 1 Remote 19” subrack, or 2 VLC units, or 1 VLP, VLF or VLS unit. VPS - 100US - XXX requires (2) 12 VDC, 12 Amp/hour batteries. |  | 392 | 0 | 0
VPS/B4U EDWARDS | The V-PS houses an optical sensing chamber that detects..smoke |  | 0 | 0 | 0
VS4-RE KIDDE | Replacement electronics assembly, four loop, VS series, English. |  | 460.5055 | 0 | 0
VSP-025 VESDA |  |  | 0 | 0 | 0
VSP-855-20 VESDA | Xtralis In-Line Filter Elements, 20 sets |  | 0 | 0 | 4
VSP-855 VESDA | Xtralis In-Line Filter Elements |  | 14.25 | 0 | 0
WG4WR-SVMC EDWARDS | (DISCONTINUED)EDWARDS OUTDOOR SPEAKER....STROBE WHITE |  | 93.5105 | 0 | 0
WPBBS-R SIEMENS | AS HORN WEATHERPROOF BACK BOX RED |  | 13.5 | 0 | 30
XTRI-D SIEMENS | REPLACEMENT HTRI-D |  | 58 | 0 | 0
XTRI-M SIEMENS | REPLACEMENT HTRI-M |  | 44.95 | 0 | 50
ZR-HMC-R SIEMENS | The Siemens ZR-HMC-R is a red Multi-Candela Z-Strobe. |  | 0 | 0 | 0
ZU-35 SIEMENS | (DISCONTINUED) |  | 690 | 0 | 0
APS10A/230 EDWARDS | Auxiliary/Booster Power Supply, 10A total, Expanded cabinet, 26a/h capacity, 115VAC |  | 374.102 | -4 | 20
BUBLG24PERF | BUBBLE LARGE 2x24"x250' PERF 12" |  | 48.41
BUBSM12PERF | BUBBLE SMALL 4x12"x500' PERF 12" |  | 81.37
BX 6x6x 6 | BOX 6"x6"x6" SW |  | 0.26
BX 8x8x8 | BOX 8"x8"x8" SW |  | 0.44
BX10x10x10 | BOX 10"x10"x10" SW |  | 0.62
BX12x12x12 | BOX 12"x12"x12" SW |  | 0.87
BX14x14x14 | BOX 14"x14"x14" SW |  | 1.17
BX16x16x16 | BOX 16"x16"x16" SW |  | 1.34
BX18x18x18 | BOX 18"x18"x18" SW |  | 1.94
BX20x20x20DW | BOX 20"x20"x20" DW |  | 3.66
BX22x22x22 DW | BOX 22"x22"x22" DW |  | 4.65
CC9000-SL |  |  | 0
CNDW/OP | D 58"x42"x45" DW STAPLED |  | 14.94
Hours |  |  | 0
Inventory Adjust |  |  | 0
KRAFT24' | KRAFT PAPER ROLL 24"x720 FT 40# |  | 18.54
LABHFRAGILEHW... | LABEL FRAGILE HWC THIS SIDE UP 3"X5" 500/RL |  | 17
PACKLIST4.5X5.5 ... | PACKING LIST 4.5"x5.5" TOP PANEL FACE 1000/CS |  | 20.6
PALLET PLASTIC ... | PLASTIC PALLET 40"x48" |  | 15.2
POLY SEALS 1/2" (1000) QSL-1/2 | STRETCH WRAP 18"X1000' BLK |  | 39.95
POLYSEAL1/2 | POLY SEALS 1/2" (1000) QSL-1/2 |  | 21
POLYST HG1/2x7.2... | POLY STRAPPING HG BLACK 1/2"x 7200' 600# 16"X6" |  | 49.96
RefundItem | Default refund item for posting all refunds |  | 0
Sales |  |  | 0
STAPLE C3/4 | STAPLES C 1 1/4" x 3/4" 20M/CS |  | 55.62
TAGUMREINF | REINFORCED TAPE 3"x500' 6RL/CS |  | 39.95
TAPRIME2CLR401 | TAPE PREMIER 2"x110YDx36RL #401 CLEAR |  | 39.95
Tracking |  |  | 0
Bad Debt Write Off |  |  | 0
Credit card fee |  |  | 2.5%
Late Fee |  |  | 1.5
Reimb Subt | Reimbursable Expenses Subtotal
Subtotal - | SUBTOTAL
Reimb Group | Total Reimbursable Expenses
% Discount |  |  | 0%
5% |  |  | -5%
DISCOUNT % |  |  | 0%
discount %- |  |  | 0%
DISCOUNT %.. |  |  | 0
Discount %... |  |  | 0
DISCOUNT P.O |  |  | 0
Discount Special |  |  | 0
DISCOUNTS% |  |  | 0
Alberta | GST |  | 5%
Britisha Columbia | GST+PST |  | 13%
California Tax | Sales Tax |  | 8.5%
Florida Sales Tax | Sales Tax |  | 7%
Manitoba | GST+PST |  | 8%
New Brunswick | HST |  | 15%
Newfoundland and Labrador | HST |  | 15%
No Sales Tax (Recurring) | No Sales Tax (Recurring) |  | 0%
NON TAXABLE | NON TAXABLE |  | 0%
Northwest Territories | GST |  | 5%
Nova Scotia | HST |  | 15%
Nunavut | GST |  | 5%
Ontario | HST |  | 13%
Out Of State |  |  | 0%
Prince Edward Island | HST |  | 15%
Quebec | GST +QST |  | 15%
Saskatchewan | GST+PST |  | 11%
US TAX | Sales Tax |  | 6%
Yukon | GST |  | 5%
|  | Item | Description | MPN | Price | Quantity On Hand
|  | EOL-15KP4 EDWARDS | End-of-line resistor: 4-pack of 15K | EEOL15KP4 | 9.68 | 0
|  | REL-47K-BP NOTIFIER | End of Line Resistor; 47K with leads , Bulk Pack of 10 | NREL47KBP | 122.9 | 23

## Sheet4
Item | Description | MPN | Price | Quantity On Hand
EOL-15KP4 EDWARDS | End-of-line resistor: 4-pack of 15K | EEOL15KP4 | 9.68 | 0
REL-47K-BP NOTIFIER | End of Line Resistor; 47K with leads , Bulk Pack of 10 | NREL47KBP | 122.9 | 23
EOL-15KP4 EDWARDS | End-of-line resistor: 4-pack of 15K | EEOL15KP4 | 9.68 | 0
4905-9838 SIMPLEX | SOUND DAMPER, QTY 20 PER PACK | S49059838 | 26.25 | 24